## 2025 產品牌價表
Status | P | O | 控制 | F/I | 上層品號 | 品名 | 品號 | OD | 描述 | 下層 | Count. | 數量 | 台幣牌價 | 台幣成本 | 成交價 | 折扣率 | 成交毛利率 | 預估營業額 | 目標毛利 | 目標毛利率 | RV W | GP W | Note | 目標營業額 | 目標 | DCR_NTD | Deal price | GP | GM | USD(LP) | DCR_USD | DP_USD | GP_USD | GM_USD | Annual Evaluation | Revenue | Annual GP | T_GPR | U_GP
[5 empty] | - | 2025目錄 | [5 empty] | 目標數 | 台幣牌價 | 台幣成本 | 成交價 | 折扣率 | 毛利率 | 2025目標營業額 | 目標毛利 | 目標毛利率
[5 empty] | - | A-賣出商品(Commodity)(Sean)Customization) | AXXX.AXXX | [7 empty] | 、 |  |  | 92550 | 32750 | 35.39%
1-評估 |  |  | 5 |  |  | A1-Measurement System | A1 | [10 empty] | 29200 | 15300 | 52.4% | 31.55% | 46.72% | Q21104 |  |  | 0%
1-評估 | 1 | 4 | 1 |  | A1 | A11-A-Class_A Probe Measurement System | A11 |  | 單天線直接遠場 OTA, Tput | [8 empty] | 12600 | 6500 | 51.59% | 43.15% | 42.48%
1-評估 |  | 9 |  |  | A11 | A1 OTA Measurement System- Production line | A111.PONN |  | 產線型 |  |  | 1 | 1000 | 300 | 600 | 40% | 50% | 600 | 300 | 50% | 4.762% | 4.615% | P25-和碩 | 300 | 1000 | -239900% | 2400000 | 2399700 | 99.99% | #UNPARSEABLE | #BLOCKED | 90000 | 89990 | 99.99%
|  | 4 | F |  | A116.PONN | A1 Anechoic Chamber | A111-A-PON | [18 empty] | #DIVIDE BY ZERO |  | 0 | #DIVIDE BY ZERO | #UNPARSEABLE | #BLOCKED |  | 0 | #DIVIDE BY ZERO | 0 | 0 | 0 | #DIVIDE BY ZERO | #DIVIDE BY ZERO
|  | 3 | R |  | A116.A | Shielding Enclosure | A116-A01 | [18 empty] | #DIVIDE BY ZERO |  | 0 | #DIVIDE BY ZERO | #UNPARSEABLE | #BLOCKED |  | 0 | #DIVIDE BY ZERO | 0 | 0 | 0 | #DIVIDE BY ZERO | #DIVIDE BY ZERO
|  | 0 | A1 |  | A116.A01 | Shielding enclosure(Standard) | A116-A010 | [18 empty] | #DIVIDE BY ZERO |  | 0 | #DIVIDE BY ZERO | #UNPARSEABLE | #BLOCKED |  | 0 | #DIVIDE BY ZERO | 0 | 0 | 0 | #DIVIDE BY ZERO | #DIVIDE BY ZERO
|  | 0 | A |  | A116.A01 | Shielding enclosure(6.2x2.8x2.9) | A116-A011 | [18 empty] | #DIVIDE BY ZERO |  | 0 | #DIVIDE BY ZERO | #UNPARSEABLE | #BLOCKED |  | 0 | #DIVIDE BY ZERO | 0 | 0 | 0 | #DIVIDE BY ZERO | #DIVIDE BY ZERO
|  | 0 | A |  | A116.A01 | Shielding enclosure(5.2x2.8x2.9) | A116-A012 | [18 empty] | #DIVIDE BY ZERO |  | 0 | #DIVIDE BY ZERO | #UNPARSEABLE | #BLOCKED |  | 0 | #DIVIDE BY ZERO | 0 | 0 | 0 | #DIVIDE BY ZERO | #DIVIDE BY ZERO
|  | 3 | R |  | A116.A | Shielding Door | A116-A05 | [18 empty] | #DIVIDE BY ZERO |  | 0 | #DIVIDE BY ZERO | #UNPARSEABLE | #BLOCKED |  | 0 | #DIVIDE BY ZERO | 0 | 0 | 0 | #DIVIDE BY ZERO | #DIVIDE BY ZERO
|  | 0 |  |  | A116.A06 | Swing Shielding Door -Dimension 1.2 x 2.0 | A116-A050 | [18 empty] | #DIVIDE BY ZERO |  | 0 | #DIVIDE BY ZERO | #UNPARSEABLE | #BLOCKED |  | 0 | #DIVIDE BY ZERO | 0 | 0 | 0 | #DIVIDE BY ZERO | #DIVIDE BY ZERO
|  | 0 |  |  | A116.A06 | Swing Shielding Door -Dimension 1.5 x 2.0 | A116-A051 | [18 empty] | #DIVIDE BY ZERO |  | 0 | #DIVIDE BY ZERO | #UNPARSEABLE | #BLOCKED |  | 0 | #DIVIDE BY ZERO | 0 | 0 | 0 | #DIVIDE BY ZERO | #DIVIDE BY ZERO
|  | 0 |  |  | A116.A06 | Swing Shielding Door -Dimension 1.5 x 2.1 | A116-A052 | [18 empty] | #DIVIDE BY ZERO |  | 0 | #DIVIDE BY ZERO | #UNPARSEABLE | #BLOCKED |  | 0 | #DIVIDE BY ZERO | 0 | 0 | 0 | #DIVIDE BY ZERO | #DIVIDE BY ZERO
|  | 1 | R |  | A116.A | Air vent | A116-A09 | [18 empty] | #DIVIDE BY ZERO |  | 0 | #DIVIDE BY ZERO | #UNPARSEABLE | #BLOCKED |  | 0 | #DIVIDE BY ZERO | 0 | 0 | 0 | #DIVIDE BY ZERO | #DIVIDE BY ZERO
|  | 0 |  |  | A116.A09 | Air vent -Dimension -Q'ty: 4 set | A116-A090 | [18 empty] | #DIVIDE BY ZERO |  | 0 | #DIVIDE BY ZERO | #UNPARSEABLE | #BLOCKED |  | 0 | #DIVIDE BY ZERO | 0 | 0 | 0 | #DIVIDE BY ZERO | #DIVIDE BY ZERO
|  | 0 | M/R |  | A116.A | Filter | A116-A13 | [18 empty] | #DIVIDE BY ZERO |  | 0 | #DIVIDE BY ZERO | #UNPARSEABLE | #BLOCKED |  | 0 | #DIVIDE BY ZERO | 0 | 0 | 0 | #DIVIDE BY ZERO | #DIVIDE BY ZERO
[5 empty] | #UNPARSEABLE | Power Filter -Type: -MAX. Current: 30A | A116-A130
|  |  | R |  | A116.A | Shielding door | A116-A17
|  |  | R |  | A116.A | Lighting | A116-A21
|  |  | R |  | A116.A | Access panal | A116-A25
|  |  | R |  | A116.A | CCTV | A116-A29
|  |  | R |  | A116.A |  | A116-A33
|  | 3 | F |  | A116.PONN | A1 RF System | A111-C-PON | [18 empty] | #DIVIDE BY ZERO |  | 0 | #DIVIDE BY ZERO | #UNPARSEABLE | #BLOCKED |  | 0 | #DIVIDE BY ZERO | 0 | 0 | 0 | #DIVIDE BY ZERO | #DIVIDE BY ZERO
|  | 2 | R |  | A116.C | Measurement Antenna | A116-C01 | [18 empty] | #DIVIDE BY ZERO |  | 0 | #DIVIDE BY ZERO | #UNPARSEABLE | #BLOCKED |  | 0 | #DIVIDE BY ZERO | 0 | 0 | 0 | #DIVIDE BY ZERO | #DIVIDE BY ZERO
|  | 0 | A |  | A116.C01 | Measurement Antenna -Freq: | A116-C010 | [18 empty] | #DIVIDE BY ZERO |  | 0 | #DIVIDE BY ZERO | #UNPARSEABLE | #BLOCKED |  | 0 | #DIVIDE BY ZERO | 0 | 0 | 0 | #DIVIDE BY ZERO | #DIVIDE BY ZERO
|  | 0 | A |  | A116.C01 | Shielding enclosure(Standard) | A116-A010 | [18 empty] | #DIVIDE BY ZERO |  | 0 | #DIVIDE BY ZERO | #UNPARSEABLE | #BLOCKED |  | 0 | #DIVIDE BY ZERO | 0 | 0 | 0 | #DIVIDE BY ZERO | #DIVIDE BY ZERO
|  | 0 |  |  | A116.C | RF Cable set | A116-C05 | [18 empty] | #DIVIDE BY ZERO |  | 0 | #DIVIDE BY ZERO | #UNPARSEABLE | #BLOCKED |  | 0 | #DIVIDE BY ZERO | 0 | 0 | 0 | #DIVIDE BY ZERO | #DIVIDE BY ZERO
|  | 0 |  |  | A116.C | Front-end module(FEM) | A116-C09 | [18 empty] | #DIVIDE BY ZERO |  | 0 | #DIVIDE BY ZERO | #UNPARSEABLE | #BLOCKED |  | 0 | #DIVIDE BY ZERO | 0 | 0 | 0 | #DIVIDE BY ZERO | #DIVIDE BY ZERO
|  | 3 | F |  | A116.PONN | A1 Positioner system | A111-E-PON | [18 empty] | #DIVIDE BY ZERO |  | 0 | #DIVIDE BY ZERO | #UNPARSEABLE | #BLOCKED |  | 0 | #DIVIDE BY ZERO | 0 | 0 | 0 | #DIVIDE BY ZERO | #DIVIDE BY ZERO
|  | 0 | A |  | A116.C | 3D Positioner | A116-C01 | [18 empty] | #DIVIDE BY ZERO |  | 0 | #DIVIDE BY ZERO | #UNPARSEABLE | #BLOCKED |  | 0 | #DIVIDE BY ZERO | 0 | 0 | 0 | #DIVIDE BY ZERO | #DIVIDE BY ZERO
|  | 0 | R/M |  | A116.C | Fixtures | A116-C05 | [18 empty] | #DIVIDE BY ZERO |  | 0 | #DIVIDE BY ZERO | #UNPARSEABLE | #BLOCKED |  | 0 | #DIVIDE BY ZERO | 0 | 0 | 0 | #DIVIDE BY ZERO | #DIVIDE BY ZERO
|  | 0 |  |  | A116.C | Front-end module(FEM) | A116-C09 | [18 empty] | #DIVIDE BY ZERO |  | 0 | #DIVIDE BY ZERO | #UNPARSEABLE | #BLOCKED |  | 0 | #DIVIDE BY ZERO | 0 | 0 | 0 | #DIVIDE BY ZERO | #DIVIDE BY ZERO
|  | 0 |  |  | A116.PONN |  | A111-G-PON | [18 empty] | #DIVIDE BY ZERO |  | 0 | #DIVIDE BY ZERO | #UNPARSEABLE | #BLOCKED |  | 0 | #DIVIDE BY ZERO | 0 | 0 | 0 | #DIVIDE BY ZERO | #DIVIDE BY ZERO
|  | 6 |  |  | A116.PONN | A1 System Controller& miscellaneous | A111-M-PON | [18 empty] | #DIVIDE BY ZERO |  | 0 | #DIVIDE BY ZERO | #UNPARSEABLE | #BLOCKED |  | 0 | #DIVIDE BY ZERO | 0 | 0 | 0 | #DIVIDE BY ZERO | #DIVIDE BY ZERO
|  | 0 | R |  | #UNPARSEABLE | Control IPC(OS/xls) | A116-M01 | [18 empty] | #DIVIDE BY ZERO |  | 0 | #DIVIDE BY ZERO | #UNPARSEABLE | #BLOCKED |  | 0 | #DIVIDE BY ZERO | 0 | 0 | 0 | #DIVIDE BY ZERO | #DIVIDE BY ZERO
|  | 0 | R |  | #UNPARSEABLE | Maxwell | A116-M05 | [18 empty] | #DIVIDE BY ZERO |  | 0 | #DIVIDE BY ZERO | #UNPARSEABLE | #BLOCKED |  | 0 | #DIVIDE BY ZERO | 0 | 0 | 0 | #DIVIDE BY ZERO | #DIVIDE BY ZERO
|  | 0 |  |  | #UNPARSEABLE |  | A116-M09 | [18 empty] | #DIVIDE BY ZERO |  | 0 | #DIVIDE BY ZERO | #UNPARSEABLE | #BLOCKED |  | 0 | #DIVIDE BY ZERO | 0 | 0 | 0 | #DIVIDE BY ZERO | #DIVIDE BY ZERO
|  | 0 | R |  | #UNPARSEABLE | Cabling | A116-M13 | [18 empty] | #DIVIDE BY ZERO |  | 0 | #DIVIDE BY ZERO | #UNPARSEABLE | #BLOCKED |  | 0 | #DIVIDE BY ZERO | 0 | 0 | 0 | #DIVIDE BY ZERO | #DIVIDE BY ZERO
|  | 0 | R |  | #UNPARSEABLE | UPS | A116-M17 | [18 empty] | #DIVIDE BY ZERO |  | 0 | #DIVIDE BY ZERO | #UNPARSEABLE | #BLOCKED |  | 0 | #DIVIDE BY ZERO | 0 | 0 | 0 | #DIVIDE BY ZERO | #DIVIDE BY ZERO
|  | 0 | R |  | #UNPARSEABLE | Rack | A116-M21 | [18 empty] | #DIVIDE BY ZERO |  | 0 | #DIVIDE BY ZERO | #UNPARSEABLE | #BLOCKED |  | 0 | #DIVIDE BY ZERO | 0 | 0 | 0 | #DIVIDE BY ZERO | #DIVIDE BY ZERO
|  | 0 |  |  | A116.PONN |  | A111-Q-PON | [18 empty] | #DIVIDE BY ZERO |  | 0 | #DIVIDE BY ZERO | #UNPARSEABLE | #BLOCKED |  | 0 | #DIVIDE BY ZERO | 0 | 0 | 0 | #DIVIDE BY ZERO | #DIVIDE BY ZERO
|  | 0 |  |  | A116.PONN | A1 Upgrade | A111.U | [18 empty] | #DIVIDE BY ZERO |  | 0 | #DIVIDE BY ZERO | #UNPARSEABLE | #BLOCKED |  | 0 | #DIVIDE BY ZERO | 0 | 0 | 0 | #DIVIDE BY ZERO | #DIVIDE BY ZERO
|  | 4 | F |  | A116.PONN | A1 Acceptance | A111-V-PON | [18 empty] | #DIVIDE BY ZERO |  | 0 | #DIVIDE BY ZERO | #UNPARSEABLE | #BLOCKED |  | 0 | #DIVIDE BY ZERO | 0 | 0 | 0 | #DIVIDE BY ZERO | #DIVIDE BY ZERO
|  | 0 | R |  | A116.V | Hardware item check | A116-V01 | [18 empty] | #DIVIDE BY ZERO |  | 0 | #DIVIDE BY ZERO | #UNPARSEABLE | #BLOCKED |  | 0 | #DIVIDE BY ZERO | 0 | 0 | 0 | #DIVIDE BY ZERO | #DIVIDE BY ZERO
|  | 0 | R |  | A116.V | Shielding | A116-V05 | [18 empty] | #DIVIDE BY ZERO |  | 0 | #DIVIDE BY ZERO | #UNPARSEABLE | #BLOCKED |  | 0 | #DIVIDE BY ZERO | 0 | 0 | 0 | #DIVIDE BY ZERO | #DIVIDE BY ZERO
|  | 0 | R |  | A116.V | Path loss | A116-V09 | [18 empty] | #DIVIDE BY ZERO |  | 0 | #DIVIDE BY ZERO | #UNPARSEABLE | #BLOCKED |  | 0 | #DIVIDE BY ZERO | 0 | 0 | 0 | #DIVIDE BY ZERO | #DIVIDE BY ZERO
|  | 0 | R |  | A116.V | Reliability | A116-V13 | [18 empty] | #DIVIDE BY ZERO |  | 0 | #DIVIDE BY ZERO | #UNPARSEABLE | #BLOCKED |  | 0 | #DIVIDE BY ZERO | 0 | 0 | 0 | #DIVIDE BY ZERO | #DIVIDE BY ZERO
|  | 2 | F |  | A116.PONN | A1 Warranty | A111-W-PON | [18 empty] | #DIVIDE BY ZERO |  | 0 | #DIVIDE BY ZERO | #UNPARSEABLE | #BLOCKED |  | 0 | #DIVIDE BY ZERO | 0 | 0 | 0 | #DIVIDE BY ZERO | #DIVIDE BY ZERO
|  | 0 | N |  | A116.V | 2 years warranty | A116-V01 |  | 免費 | [16 empty] | #DIVIDE BY ZERO |  | 0 | #DIVIDE BY ZERO | #UNPARSEABLE | #BLOCKED |  | 0 | #DIVIDE BY ZERO | 0 | 0 | 0 | #DIVIDE BY ZERO | #DIVIDE BY ZERO
|  | 2 | R/M |  | A116.V | Extend warranty | A116-V05 |  | 依照系統售價 | [16 empty] | #DIVIDE BY ZERO |  | 0 | #DIVIDE BY ZERO | #UNPARSEABLE | #BLOCKED |  | 0 | #DIVIDE BY ZERO | 0 | 0 | 0 | #DIVIDE BY ZERO | #DIVIDE BY ZERO
|  | 0 | A |  | A116.W05 | 2 years extend warranty | A116-A010 |  | 依照系統售價之10% | [16 empty] | #DIVIDE BY ZERO |  | 0 | #DIVIDE BY ZERO | #UNPARSEABLE | #BLOCKED |  | 0 | #DIVIDE BY ZERO | 0 | 0 | 0 | #DIVIDE BY ZERO | #DIVIDE BY ZERO
|  | 0 | A |  | A116.W05 | 5 years extend warranty | A116-A011 |  | 依照系統售價之15% | [16 empty] | #DIVIDE BY ZERO |  | 0 | #DIVIDE BY ZERO | #UNPARSEABLE | #BLOCKED |  | 0 | #DIVIDE BY ZERO | 0 | 0 | 0 | #DIVIDE BY ZERO | #DIVIDE BY ZERO
1-評估 |  | Y |  |  | A11 | A2 OTA Measurement System | A112-PONN |  | 可移動垂直式 |  |  | 1 | 2000 | 500 | 1200 | 40% | 58.33% | 1200 | 700 | 58.33% | 9.524% | 10.77% | 未知 | 500 | 2000 | -64900% | 1300000 | 1299500 | 99.96% | #UNPARSEABLE | #BLOCKED | 60000 | 59983.3333 | 99.97%
|  | 7 | F |  | A116.PONN | A2 Anechoic Chamber | A112-A-PON |  |  |  | 2 | [14 empty] | #DIVIDE BY ZERO |  | 0 | #DIVIDE BY ZERO | #UNPARSEABLE | #BLOCKED |  | 0 | #DIVIDE BY ZERO | 0 | 0 | 0 | #DIVIDE BY ZERO | #DIVIDE BY ZERO
|  | 1 | R |  | A116.A | SE-B5 Anechoic Vertical Box | A112-A01 |  |  |  | 2.5 | [14 empty] | #DIVIDE BY ZERO |  | 0 | #DIVIDE BY ZERO | #UNPARSEABLE | #BLOCKED |  | 0 | #DIVIDE BY ZERO | 0 | 0 | 0 | #DIVIDE BY ZERO | #DIVIDE BY ZERO
|  | 0 | A1 |  | A116.A01 | SE-B52 Vertical Shielding Box (A2) -Outside Dimension: L117 x W78 x H190cm -Shielding effective: 0.5 GHz - 50GHz > 100dB -4 wheels for moving -Weight: 400kg include the positioner -Flat Shielding Swing Door Dimension W50 x H56 cm Blade contact auto-latching -AB-X1 EPP Absorber Set Material: Expandable Polypropylene AB-X12: 5cm height pyramid absorber AB-X14: 3cm height flatten absorber RoHS & REACH Compliant | A112-A010 |  |  | A211.B521 |  | 1 |  | 710.2 | [9 empty] | 710.2 |  | #DIVIDE BY ZERO |  | -710.2 | #DIVIDE BY ZERO | #UNPARSEABLE | #BLOCKED |  | -23.6733 | #DIVIDE BY ZERO | 0 | 0 | 0 | #DIVIDE BY ZERO | #DIVIDE BY ZERO
|  | 1 | R |  | A116.A | SE-D2 Shielding Swing Door | A112-A05 | [18 empty] | #DIVIDE BY ZERO |  | 0 | #DIVIDE BY ZERO | #UNPARSEABLE | #BLOCKED |  | 0 | #DIVIDE BY ZERO | 0 | 0 | 0 | #DIVIDE BY ZERO | #DIVIDE BY ZERO
|  | 0 |  |  | A116.A06 | SE-D22 Flat Shielding Swing Door (R2/A2 set) -Dimension W50 x H56 cm -Blade contact auto-latching | A112-A050 |  |  | A211.D211 |  | 1 |  | 0 | [9 empty] | 0 |  | #DIVIDE BY ZERO |  | 0 | #DIVIDE BY ZERO | #UNPARSEABLE | #BLOCKED |  | 0 | #DIVIDE BY ZERO | 0 | 0 | 0 | #DIVIDE BY ZERO | #DIVIDE BY ZERO
|  | 1 |  |  | A116.A | SE-A1 Front Access panel | A112.A07 | [18 empty] | #DIVIDE BY ZERO |  | 0 | #DIVIDE BY ZERO | #UNPARSEABLE | #BLOCKED |  | 0 | #DIVIDE BY ZERO | 0 | 0 | 0 | #DIVIDE BY ZERO | #DIVIDE BY ZERO
|  | 0 |  |  | A116.A | SE-A21 Access panel front (A1/ A2) -Dimension: W17cm x H17cm x 4pcs -SMA Jack to Jack x 5 -1" Waveguide tube for extension cable through x 1 | A112.A070 |  |  | A211.A213 |  | 1 |  | 0.35 | [9 empty] | 0.35 |  | #DIVIDE BY ZERO |  | -0.35 | #DIVIDE BY ZERO | #UNPARSEABLE | #BLOCKED |  | -0.011667 | #DIVIDE BY ZERO | 0 | 0 | 0 | #DIVIDE BY ZERO | #DIVIDE BY ZERO
|  | 2 |  |  | A116.A | SE-A1 Rear Access panel | A112.A08 | [18 empty] | #DIVIDE BY ZERO |  | 0 | #DIVIDE BY ZERO | #UNPARSEABLE | #BLOCKED |  | 0 | #DIVIDE BY ZERO | 0 | 0 | 0 | #DIVIDE BY ZERO | #DIVIDE BY ZERO
|  | 0 |  |  | A116.A | SE-A22 Access panel rear (A1/ A2) -Frequency: 30M - 18GHz > 100dB -Dimension: W12 x H22 cm -SMA Jack to Jack x 2 | A112.A080 |  |  | A211.A223 |  | 1 |  | 0.14 | [9 empty] | 0.14 |  | #DIVIDE BY ZERO |  | -0.14 | #DIVIDE BY ZERO | #UNPARSEABLE | #BLOCKED |  | -0.0046667 | #DIVIDE BY ZERO | 0 | 0 | 0 | #DIVIDE BY ZERO | #DIVIDE BY ZERO
|  | 0 |  |  | A116.A | SE-A29 Access panel refit -Frequency: 30M - 18GHz > 80dB -1" Waveguide tube for extension cable through x 1 | A112.A081 |  |  | B123-B-17 |  | 1 | [13 empty] | #DIVIDE BY ZERO |  | 0 | #DIVIDE BY ZERO | #UNPARSEABLE | #BLOCKED |  | 0 | #DIVIDE BY ZERO | 0 | 0 | 0 | #DIVIDE BY ZERO | #DIVIDE BY ZERO
|  | 1 |  |  | A116.A | AB-RP EPP Absorber Set | A112.A11 | [18 empty] | #DIVIDE BY ZERO |  | 0 | #DIVIDE BY ZERO | #UNPARSEABLE | #BLOCKED |  | 0 | #DIVIDE BY ZERO | 0 | 0 | 0 | #DIVIDE BY ZERO | #DIVIDE BY ZERO
|  | 0 |  |  | A116.A | AB-X1 EPP Absorber Set (A2) -Material: Expandable Polypropylene -Frequency: 0.4 - 18GHz -AB-X12: 30cm height pyramid absorber -AB-X12: 5cm height pyramid absorber -AB-X14: 3cm height flatten absorber -RoHS & REACH Compliant | A112.A110 |  |  | A212.X19B |  | 1 |  | 48.44 | [9 empty] | 48.44 |  | #DIVIDE BY ZERO |  | -48.44 | #DIVIDE BY ZERO | #UNPARSEABLE | #BLOCKED |  | -1.6147 | #DIVIDE BY ZERO | 0 | 0 | 0 | #DIVIDE BY ZERO | #DIVIDE BY ZERO
|  | 1 |  |  | A116.A | SE-F Filter set | A112.A15 | [18 empty] | #DIVIDE BY ZERO |  | 0 | #DIVIDE BY ZERO | #UNPARSEABLE | #BLOCKED |  | 0 | #DIVIDE BY ZERO | 0 | 0 | 0 | #DIVIDE BY ZERO | #DIVIDE BY ZERO
|  | 0 |  |  | A116.A | SE-F Power & Signal filter Set (R2/ A2/ A3) -SE-F12 1P2W 100 -280 VAC/ 6 A x 1(for Equipment & EUT) -SE-F14 50VDC/ 2A, DC005 (5.5mm/ 2.1mm) x 2 -SE-F22-02 RJ45 1Gbps x 2 -SE-F23-02 USB3.0 x 3 (1 for Positioner) | A112.A150 |  |  | A211.F912 |  | 1 | [13 empty] | #DIVIDE BY ZERO |  | 0 | #DIVIDE BY ZERO | #UNPARSEABLE | #BLOCKED |  | 0 | #DIVIDE BY ZERO | 0 | 0 | 0 | #DIVIDE BY ZERO | #DIVIDE BY ZERO
|  | 1 |  |  | A116.A | SE-X Laser Alignment System | A112.A17 | [18 empty] | #DIVIDE BY ZERO |  | 0 | #DIVIDE BY ZERO | #UNPARSEABLE | #BLOCKED |  | 0 | #DIVIDE BY ZERO | 0 | 0 | 0 | #DIVIDE BY ZERO | #DIVIDE BY ZERO
|  | 0 |  |  | A116.A | SE-X32 Laser Alignment System -Independent 3 red laser line -Mounting type: Wall bracket -Horizontal alignment: 1 line -Vertical alignment: 2 line | A112.A170 |  |  | A211.X321 |  | 1 | 30 | 0 | 20 | [8 empty] | 0 | 30 | 100% |  | 0 | #DIVIDE BY ZERO | #UNPARSEABLE | #BLOCKED |  | 0 | #DIVIDE BY ZERO | 0 | 0 | 0 | #DIVIDE BY ZERO | #DIVIDE BY ZERO
|  | 2 | F |  | A116.PONN | A2 RF System | A112-C-PON | [18 empty] | #DIVIDE BY ZERO |  | 0 | #DIVIDE BY ZERO | #UNPARSEABLE | #BLOCKED |  | 0 | #DIVIDE BY ZERO | 0 | 0 | 0 | #DIVIDE BY ZERO | #DIVIDE BY ZERO
|  | 1 | R |  | A116.C | AT Measurement Antenna | A112-C01 | [18 empty] | #DIVIDE BY ZERO |  | 0 | #DIVIDE BY ZERO | #UNPARSEABLE | #BLOCKED |  | 0 | #DIVIDE BY ZERO | 0 | 0 | 0 | #DIVIDE BY ZERO | #DIVIDE BY ZERO
|  | 0 | A |  | A116.C01 | AT-V21 Dual polarization Vivaldi Antenna -Antenna frequency: 0.68 - 8.0 GHz -Antenna gain: 6 dBi (Typical) -Polarization: Dual linear polarization -Polarization isolation: > 20dB -Power handling: Max. 4 Watt CW -Antenna aperture size: 210mm | A112-C010 |  |  | A213.V211 |  | 1 |  | 4 | [9 empty] | 4 |  | #DIVIDE BY ZERO |  | -4 | #DIVIDE BY ZERO | #UNPARSEABLE | #BLOCKED |  | -0.13333 | #DIVIDE BY ZERO | 0 | 0 | 0 | #DIVIDE BY ZERO | #DIVIDE BY ZERO
|  | 5 |  |  | A116.C | FM Measurement System Switching Box | A112-C11 | [18 empty] | #DIVIDE BY ZERO |  | 0 | #DIVIDE BY ZERO | #UNPARSEABLE | #BLOCKED |  | 0 | #DIVIDE BY ZERO | 0 | 0 | 0 | #DIVIDE BY ZERO | #DIVIDE BY ZERO
|  | 0 | A |  | A116.C01 | FM-S13-E Measurement Switching System with DRE (A2)(Passive 8 GHz) -Passive for 2 port VNA -Frequency: 0.5 - 18GHz -RF Cables: up to 18GHz -Rotary Joint included -DRE-Dynamic range extender for Passive -Passive golden sample: 0.65 - 8.5GHz | A112-C110 |  |  | A214.S13J |  | 1 |  | 210.62 | [9 empty] | 210.62 |  | #DIVIDE BY ZERO |  | -210.62 | #DIVIDE BY ZERO | #UNPARSEABLE | #BLOCKED |  | -7.0207 | #DIVIDE BY ZERO | 0 | 0 | 0 | #DIVIDE BY ZERO | #DIVIDE BY ZERO
|  | 0 | A |  | A116.C01 | FM-S13-E Measurement Switching System (A2)(Passive 8 GHz)/ (Cellular) -Passive for 2 port VNA -Active for Cellular TRP / TIS -Frequency: 0.5 - 18GHz -RF Cables: up to 18GHz -Rotary Joint included -DRE-Dynamic range extender for Passive -Passive golden sample: 0.65 - 8.5GHz | A112-C111 |  |  | A214.S13C |  | 1 |  | 249.89 | [9 empty] | 249.89 |  | #DIVIDE BY ZERO |  | -249.89 | #DIVIDE BY ZERO | #UNPARSEABLE | #BLOCKED |  | -8.3297 | #DIVIDE BY ZERO | 0 | 0 | 0 | #DIVIDE BY ZERO | #DIVIDE BY ZERO
|  | 0 | A |  | A116.C01 | FM-S13-E Measurement Switching System (A2)(Passive 8 GHz)/ (Cellular)/ (BT/Wi-Fi) -Passive for 2 port VNA -Active for Cellular TRP / TIS -Active for Bluetooth / Wi-Fi -Frequency: 0.5 - 18GHz -RF Cables: up to 18GHz -Rotary Joint included -DRE-Dynamic range extender for Passive -DRE-Dynamic range extender (Frequency: 0.5 - 8GHz) for Bluetooth / Wi-Fi -Passive golden sample: 0.65 - 8.5GHz | A112-C112 |  |  | A214.S13E |  | 1 |  | 368.19 | [9 empty] | 368.19 |  | #DIVIDE BY ZERO |  | -368.19 | #DIVIDE BY ZERO | #UNPARSEABLE | #BLOCKED |  | -12.273 | #DIVIDE BY ZERO | 0 | 0 | 0 | #DIVIDE BY ZERO | #DIVIDE BY ZERO
|  | 0 | A |  | A116.C01 | FM-S13-E Measurement Switching System (A2)(Passive 8 GHz)/ (Cellular)/ (BT/Wi-Fi)/ (5GNR FR1) -Passive for 2 port VNA -Active for Cellular TRP / TIS -Active for Bluetooth / Wi-Fi -Frequency: 0.5 - 18GHz -RF Cables: up to 18GHz -Rotary Joint included -DRE-Dynamic range extender for Passive -DRE-Dynamic range extender (Frequency: 0.5 - 8GHz) for Bluetooth / Wi-Fi / 5GNR FR1 -Passive golden sample: 0.65 - 8.5GHz | A112-C113 |  |  | A214.S13G |  | 1 |  | 375.79 | [9 empty] | 375.79 |  | #DIVIDE BY ZERO |  | -375.79 | #DIVIDE BY ZERO | #UNPARSEABLE | #BLOCKED |  | -12.5263 | #DIVIDE BY ZERO | 0 | 0 | 0 | #DIVIDE BY ZERO | #DIVIDE BY ZERO
|  | 0 | A |  | A116.C01 | FM-S12 Measurement System -Coaxial connector: 2.92mm -2.92mm panel adaptor x 4 -2.92mm RF cable for measurement antenna to adaptor | A112-C114 |  |  |  |  | 1 |  | 42.8 | [9 empty] | 42.8 |  | #DIVIDE BY ZERO |  | -42.8 | #DIVIDE BY ZERO | #UNPARSEABLE | #BLOCKED |  | -1.4267 | #DIVIDE BY ZERO | 0 | 0 | 0 | #DIVIDE BY ZERO | #DIVIDE BY ZERO
|  | 6 | F |  | A116.PONN | A2 Positioner system | A112-E-PON | [18 empty] | #DIVIDE BY ZERO |  | 0 | #DIVIDE BY ZERO | #UNPARSEABLE | #BLOCKED |  | 0 | #DIVIDE BY ZERO | 0 | 0 | 0 | #DIVIDE BY ZERO | #DIVIDE BY ZERO
3-量產 |  | 1 | A |  | A173.E.PON | AE-T1 OTA 2D Positioner | A112.E01 | [18 empty] | #DIVIDE BY ZERO |  | 0 | #DIVIDE BY ZERO | #UNPARSEABLE | #BLOCKED |  | 0 | #DIVIDE BY ZERO | 0 | 0 | 0 | #DIVIDE BY ZERO | #DIVIDE BY ZERO
|  | 0 | A |  | A116.C01 | AE-T12 2D Performance Turntable (M-Class Standard) -Diameter : 0.2m -Max. loading: 30 Kg -Max. speed: 3 RPM -Resolution: 0.1° -Accuracy: ±0.5° -Travel: 0° - 360° -Power consumption: 200W | A112.E010 |  |  |  |  | 1 |  | 61.3 | [9 empty] | 61.3 |  | #DIVIDE BY ZERO |  | -61.3 | #DIVIDE BY ZERO | #UNPARSEABLE | #BLOCKED |  | -2.0433 | #DIVIDE BY ZERO | 0 | 0 | 0 | #DIVIDE BY ZERO | #DIVIDE BY ZERO
3-量產 |  | 1 | A |  | A173.E.PON | AE-T2 Special Positioner | A112.E02 | [18 empty] | #DIVIDE BY ZERO |  | 0 | #DIVIDE BY ZERO | #UNPARSEABLE | #BLOCKED |  | 0 | #DIVIDE BY ZERO | 0 | 0 | 0 | #DIVIDE BY ZERO | #DIVIDE BY ZERO
|  | 0 | A |  | A116.C01 | AE-T21 Positioner Manual XY axis -XY axis table -Plate size: 20cm -Max. loading: 25 Kg -Resolution: 2mm/ Turn -Travel: 5cm -Manual operate | A112.E020 |  |  |  |  | 1 |  | 0 | [9 empty] | 0 |  | #DIVIDE BY ZERO |  | 0 | #DIVIDE BY ZERO | #UNPARSEABLE | #BLOCKED |  | 0 | #DIVIDE BY ZERO | 0 | 0 | 0 | #DIVIDE BY ZERO | #DIVIDE BY ZERO
3-量產 |  | 1 | A |  | A116.C | AE-T3 OTA 3D Turntable | A112.E03 | [18 empty] | #DIVIDE BY ZERO |  | 0 | #DIVIDE BY ZERO | #UNPARSEABLE | #BLOCKED |  | 0 | #DIVIDE BY ZERO | 0 | 0 | 0 | #DIVIDE BY ZERO | #DIVIDE BY ZERO
|  | 0 | A |  | A116.C01 | AE-T32 3D Performance Type Turntable -Motion: Roll/ Azimuth -Diameter : 0.55m -Max. vertical loading: 2Kg -Max. speed: 12RPM (Roll) / 6RPM (Azimuth) -Resolution: 0.1° -Encoder accuracy: ±0.5° -Travel: 0° - 360° -Power consumption: 140W -Adaptor platform -AE-T39 Flat Plate Fixture | A112.E030 |  |  | A217.T321 |  | 1 |  | 15 | [9 empty] | 15 |  | #DIVIDE BY ZERO |  | -15 | #DIVIDE BY ZERO | #UNPARSEABLE | #BLOCKED |  | -0.5 | #DIVIDE BY ZERO | 0 | 0 | 0 | #DIVIDE BY ZERO | #DIVIDE BY ZERO
3-量產 |  | 1 | R |  | #UNPARSEABLE | AE-T39 Fixtures | A112.E05 | [18 empty] | #DIVIDE BY ZERO |  | 0 | #DIVIDE BY ZERO | #UNPARSEABLE | #BLOCKED |  | 0 | #DIVIDE BY ZERO | 0 | 0 | 0 | #DIVIDE BY ZERO | #DIVIDE BY ZERO
|  | 0 | A |  | A116.C01 | AE-T39 Flat Plate Fixture -Main material: FR4 -Plate size: 20cm -Max. vertical loading: 2Kg (no bending: 0.5kg) | A112.E050 |  |  |  |  | 1 |  | 15 | [9 empty] | 15 |  | #DIVIDE BY ZERO |  | -15 | #DIVIDE BY ZERO | #UNPARSEABLE | #BLOCKED |  | -0.5 | #DIVIDE BY ZERO | 0 | 0 | 0 | #DIVIDE BY ZERO | #DIVIDE BY ZERO
|  | Y |  |  | #UNPARSEABLE | AE-T6 Manually Antenna Tower | A112.E16 | 3
|  | 0 | A |  | A116.C01 | AE-T61 Manually Antenna Fixtrure -Max. loading: 1 Kg -Capacity: Single directional antenna -Antenna Position adjusting: Not available -Antenna polarization switching: Manually | A112.E160 |  |  |  |  | 1 |  | 0 | [9 empty] | 0 |  | #DIVIDE BY ZERO |  | 0 | #DIVIDE BY ZERO | #UNPARSEABLE | #BLOCKED |  | 0 | #DIVIDE BY ZERO | 0 | 0 | 0 | #DIVIDE BY ZERO | #DIVIDE BY ZERO
3-量產 |  | 2 | A |  | A116.C | AE-C2 IPC All-in-one Controller | A112.E23 | [18 empty] | #DIVIDE BY ZERO |  | 0 | #DIVIDE BY ZERO | #UNPARSEABLE | #BLOCKED |  | 0 | #DIVIDE BY ZERO | 0 | 0 | 0 | #DIVIDE BY ZERO | #DIVIDE BY ZERO
|  | 0 | A |  | A116.C01 | AE-C21 IPC All-in-one Controller & OS -CPU: Intel Core i5 Processor -OS: Windows 10 Enterprise 64 bit -Hard Drive 500GB -RAM: 8Gb -Microsoft Excel -GPIB card -15.6" panel monitor | A112.E230 |  |  | A217.C211 |  | 1 |  | 82.1 | [9 empty] | 82.1 |  | #DIVIDE BY ZERO |  | -82.1 | #DIVIDE BY ZERO | #UNPARSEABLE | #BLOCKED |  | -2.7367 | #DIVIDE BY ZERO | 0 | 0 | 0 | #DIVIDE BY ZERO | #DIVIDE BY ZERO
3-量產 |  | 1 | A |  | A116.C | Rack (Option) | A112.E23 | [18 empty] | #DIVIDE BY ZERO |  | 0 | #DIVIDE BY ZERO | #UNPARSEABLE | #BLOCKED |  | 0 | #DIVIDE BY ZERO | 0 | 0 | 0 | #DIVIDE BY ZERO | #DIVIDE BY ZERO
|  | 0 | A |  | A116.C01 | AE-C21 IPC All-in-one Controller & OS -CPU: Intel Core i5 Processor -OS: Windows 10 Enterprise 64 bit -Hard Drive 500GB -RAM: 8Gb -Microsoft Excel -GPIB card -15.6" panel monitor | A112.E230 |  |  | A217.C211 |  | 1 |  | 82.1 | [9 empty] | 82.1 |  | #DIVIDE BY ZERO |  | -82.1 | #DIVIDE BY ZERO | #UNPARSEABLE | #BLOCKED |  | -2.7367 | #DIVIDE BY ZERO | 0 | 0 | 0 | #DIVIDE BY ZERO | #DIVIDE BY ZERO
5-報價 |  | 2 | F |  | A116.PONN | A2 Measurement Software | A112.S | 2 |  |  |  |  | 1000 | 20 | [9 empty] | 20 | 1000 | 100% |  | -20 | #DIVIDE BY ZERO | #UNPARSEABLE | #BLOCKED |  | -0.66667 | #DIVIDE BY ZERO | 0 | 0 | 0 | #DIVIDE BY ZERO | #DIVIDE BY ZERO
3-量產 |  | 5 | R |  | #UNPARSEABLE | Maxwell OTA Software | A112.S41 | [18 empty] | #DIVIDE BY ZERO |  | 0 | #DIVIDE BY ZERO | #UNPARSEABLE | #BLOCKED |  | 0 | #DIVIDE BY ZERO | 0 | 0 | 0 | #DIVIDE BY ZERO | #DIVIDE BY ZERO
|  | 0 |  |  | #UNPARSEABLE | Passive function -2D/3D Antenna measurement -Test result: Antenna efficiency, gain pattern, peak gain -Instrument: Consistent with the quotation -One license permits one model of network analyzer | A112.S410 | 3 |  | A318.X111 |  | 1 | [13 empty] | #DIVIDE BY ZERO |  | 0 | #DIVIDE BY ZERO | #UNPARSEABLE | #BLOCKED |  | 0 | #DIVIDE BY ZERO | 0 | 0 | 0 | #DIVIDE BY ZERO | #DIVIDE BY ZERO
|  | 0 |  |  | #UNPARSEABLE | MW4 Maxwell OTA Passive Advanced Software -Axial ratio, ECC calculation -Instrument: Consistent with the quotation -One license permits one model of network analyzer | A112.S411 | 3 |  | A318.X112 |  | 1 | [13 empty] | #DIVIDE BY ZERO |  | 0 | #DIVIDE BY ZERO | #UNPARSEABLE | #BLOCKED |  | 0 | #DIVIDE BY ZERO | 0 | 0 | 0 | #DIVIDE BY ZERO | #DIVIDE BY ZERO
|  | 0 |  |  | #UNPARSEABLE | MW4 Maxwell OTA 2G Cellular Software -TRP/ TIS measurement -GSM -Instrument: Consistent with the quotation -One license permits one model of communication tester | A112.S412 | 3 |  | A318.X113 |  | 1 | [13 empty] | #DIVIDE BY ZERO |  | 0 | #DIVIDE BY ZERO | #UNPARSEABLE | #BLOCKED |  | 0 | #DIVIDE BY ZERO | 0 | 0 | 0 | #DIVIDE BY ZERO | #DIVIDE BY ZERO
|  | 0 |  |  | #UNPARSEABLE | MW4 Maxwell OTA 3G Cellular Software -TRP/ TIS measurement -WCDMA -Instrument: Consistent with the quotation -One license permits one model of communication tester | A112.S413 | 3 |  | A318.X114 |  | 1 | [13 empty] | #DIVIDE BY ZERO |  | 0 | #DIVIDE BY ZERO | #UNPARSEABLE | #BLOCKED |  | 0 | #DIVIDE BY ZERO | 0 | 0 | 0 | #DIVIDE BY ZERO | #DIVIDE BY ZERO
2-開發 |  | 0 |  |  | #UNPARSEABLE | MW4 Maxwell OTA 4G Cellular Software -TRP/ TIS measurement -TDD-LTE/ FDD-LTE -Instrument: Consistent with the quotation -One license permits one model of communication tester | A112.S414 | 3 |  | A318.X115 |  | 1 | [13 empty] | #DIVIDE BY ZERO |  | 0 | #DIVIDE BY ZERO | #UNPARSEABLE | #BLOCKED |  | 0 | #DIVIDE BY ZERO | 0 | 0 | 0 | #DIVIDE BY ZERO | #DIVIDE BY ZERO
|  | 1 | R |  | #UNPARSEABLE | Maxwell OTA Software 5GNR | A112.S42 | [18 empty] | #DIVIDE BY ZERO |  | 0 | #DIVIDE BY ZERO | #UNPARSEABLE | #BLOCKED |  | 0 | #DIVIDE BY ZERO | 0 | 0 | 0 | #DIVIDE BY ZERO | #DIVIDE BY ZERO
|  | 0 |  |  | #UNPARSEABLE | MW5 Maxwell OTA 5GNR FR1 TP Software -Throughput measurement -5GNR FR1 -Instrument: Consistent with the quotation -One license permits one model of equipment | A112.S420 | 3 |  | A318.X122 |  | 1 | [10 empty] | P21137 Dyson |  |  | #DIVIDE BY ZERO |  | 0 | #DIVIDE BY ZERO | #UNPARSEABLE | #BLOCKED |  | 0 | #DIVIDE BY ZERO | 0 | 0 | 0 | #DIVIDE BY ZERO | #DIVIDE BY ZERO
|  | 0 |  |  | A116.PONN | A2 Upgrade | A112.U | [18 empty] | #DIVIDE BY ZERO |  | 0 | #DIVIDE BY ZERO | #UNPARSEABLE | #BLOCKED |  | 0 | #DIVIDE BY ZERO | 0 | 0 | 0 | #DIVIDE BY ZERO | #DIVIDE BY ZERO
|  | 4 |  |  | A116.PONN | A2 System Acceptance | A112.V | [18 empty] | #DIVIDE BY ZERO |  | 0 | #DIVIDE BY ZERO | #UNPARSEABLE | #BLOCKED |  | 0 | #DIVIDE BY ZERO | 0 | 0 | 0 | #DIVIDE BY ZERO | #DIVIDE BY ZERO
|  | 1 | R |  | #UNPARSEABLE | Hardware item check | A112.V01 | [18 empty] | #DIVIDE BY ZERO |  | 0 | #DIVIDE BY ZERO | #UNPARSEABLE | #BLOCKED |  | 0 | #DIVIDE BY ZERO | 0 | 0 | 0 | #DIVIDE BY ZERO | #DIVIDE BY ZERO
|  | 0 |  |  | #UNPARSEABLE | Hardware Item Check -Anechoic Chamber -RF Measurement -Positioner and control | A112.V010 | 3 |  | A141.V111 |  | 1 |  | 2 | [8 empty] | P21137 Dyson | 2 |  | #DIVIDE BY ZERO |  | -2 | #DIVIDE BY ZERO | #UNPARSEABLE | #BLOCKED |  | -0.066667 | #DIVIDE BY ZERO | 0 | 0 | 0 | #DIVIDE BY ZERO | #DIVIDE BY ZERO
|  | 1 | R |  | #UNPARSEABLE | Shielding Effective | A112.V11 | [18 empty] | #DIVIDE BY ZERO |  | 0 | #DIVIDE BY ZERO | #UNPARSEABLE | #BLOCKED |  | 0 | #DIVIDE BY ZERO | 0 | 0 | 0 | #DIVIDE BY ZERO | #DIVIDE BY ZERO
|  | 0 |  |  | #UNPARSEABLE | Shielding Effective Testing -Isolation requirement: 0.7 - 18 GHz >100 dB -Test Frequency: 0.7 / 2.4 / 5.5 / 8 / 12 / 18 GHz -Operate the testing by Atenlab in factory -Refer EN50147-1 standard | A112.V110 | 3 |  | A411.V221 |  | 1 |  | 8 | [8 empty] | P21137 Dyson | 8 |  | #DIVIDE BY ZERO |  | -8 | #DIVIDE BY ZERO | #UNPARSEABLE | #BLOCKED |  | -0.26667 | #DIVIDE BY ZERO | 0 | 0 | 0 | #DIVIDE BY ZERO | #DIVIDE BY ZERO
|  | 4 |  |  | #UNPARSEABLE | Path Loss Calibration | A112.V21 | [18 empty] | #DIVIDE BY ZERO |  | 0 | #DIVIDE BY ZERO | #UNPARSEABLE | #BLOCKED |  | 0 | #DIVIDE BY ZERO | 0 | 0 | 0 | #DIVIDE BY ZERO | #DIVIDE BY ZERO
|  | 0 | A |  | A116.V21 | Path Loss Calibration -Passive path: 0.68 - 8 GHz -Calibration antenna: Horn antenna -According CTIA standard for range loss calibration | A113.V210 |  |  | A411.V311 |  | 1 | 10 | 4 | [9 empty] | 4 | 10 | 100% |  | -4 | #DIVIDE BY ZERO | #UNPARSEABLE | #BLOCKED |  | -0.13333 | #DIVIDE BY ZERO | 0 | 0 | 0 | #DIVIDE BY ZERO | #DIVIDE BY ZERO
|  | 0 | A |  | A116.V21 | Path Loss Calibration 2G/ 3G/ 4G Cellular/ Cellular Data Mode/ Cellular Advanced -Cellular path: 0.68 - 6 GHz -Calibration antenna: Horn antenna -According CTIA standard for range loss calibration | A113.V211 |  |  | A411.V313 |  | 1 | 10 | 4 | [8 empty] | P21107 建漢 | 4 | 10 | 100% |  | -4 | #DIVIDE BY ZERO | #UNPARSEABLE | #BLOCKED |  | -0.13333 | #DIVIDE BY ZERO | 0 | 0 | 0 | #DIVIDE BY ZERO | #DIVIDE BY ZERO
|  | 0 | A |  | A116.V21 | Path Loss Calibration BT -BT OTA path: 2.4 - 2.5 GHz -Calibration antenna: Horn antenna -According CTIA standard for range loss calibration | A113.V212 |  |  | A411.V315 |  | 1 | 10 | 4 | [8 empty] | 21123 光寶(僅值確認) | 4 | 10 | 100% |  | -4 | #DIVIDE BY ZERO | #UNPARSEABLE | #BLOCKED |  | -0.13333 | #DIVIDE BY ZERO | 0 | 0 | 0 | #DIVIDE BY ZERO | #DIVIDE BY ZERO
|  | 0 |  |  |  | Path Loss Calibration Wi-Fi -Wi-Fi OTA path: 2.4 - 2.5 GHz / 5.0 - 7.125 GHz -Calibration antenna: Horn antenna -According CTIA standard for range loss calibration | A113.V213 |  |  | A411.V317 |  | 1 | 10 | 4 | [9 empty] | 4 | 10 | 100% |  | -4 | #DIVIDE BY ZERO | #UNPARSEABLE | #BLOCKED |  | -0.13333 | #DIVIDE BY ZERO | 0 | 0 | 0 | #DIVIDE BY ZERO | #DIVIDE BY ZERO
|  | 1 | R |  | #UNPARSEABLE | Reliability testing | A112.V41 | [18 empty] | #DIVIDE BY ZERO |  | 0 | #DIVIDE BY ZERO | #UNPARSEABLE | #BLOCKED |  | 0 | #DIVIDE BY ZERO | 0 | 0 | 0 | #DIVIDE BY ZERO | #DIVIDE BY ZERO
|  | 0 |  |  | #UNPARSEABLE | Reliability Testing Passive -Passive mode -The 3D antenna efficiency(%) result in standard deviation should be less than 10% -Use Atenlab golden sample, perform the 3D passive test in 10 times -During the test, the DUT should not removed (to avoid re-position error) -Performing 10 frequencies between the system operation frequency | A112.V410 | 3 |  | A411.V511 |  | 1 |  | 12 | [8 empty] | P21137 Dyson | 12 |  | #DIVIDE BY ZERO |  | -12 | #DIVIDE BY ZERO | #UNPARSEABLE | #BLOCKED |  | -0.4 | #DIVIDE BY ZERO | 0 | 0 | 0 | #DIVIDE BY ZERO | #DIVIDE BY ZERO
|  | 2 | F |  | A116.PONN | A2 Warranty | A112-W-PON | [18 empty] | #DIVIDE BY ZERO |  | 0 | #DIVIDE BY ZERO | #UNPARSEABLE | #BLOCKED |  | 0 | #DIVIDE BY ZERO | 0 | 0 | 0 | #DIVIDE BY ZERO | #DIVIDE BY ZERO
|  | 2 | N |  | A116.V | A2 System warranty | A112-V01 |  | 免費 | [16 empty] | #DIVIDE BY ZERO |  | 0 | #DIVIDE BY ZERO | #UNPARSEABLE | #BLOCKED |  | 0 | #DIVIDE BY ZERO | 0 | 0 | 0 | #DIVIDE BY ZERO | #DIVIDE BY ZERO
5-報價 |  | 0 | A |  | A116.W05 | A3 System 2 years warranty (Standard) -Software upgrade -Hardware coverage in case of natural damage | A112-V010 | 3 |  |  |  | 1 | 0 | 0 | 0 | [8 empty] | 0 | 0 | #DIVIDE BY ZERO |  | 0 | #DIVIDE BY ZERO | #UNPARSEABLE | #BLOCKED |  | 0 | #DIVIDE BY ZERO | 0 | 0 | 0 | #DIVIDE BY ZERO | #DIVIDE BY ZERO
3-量產 |  | 0 | A |  | A116.W05 | A3 System 1 years warranty -Software upgrade -Hardware coverage in case of natural damage | A112-V011 | 3 |  |  |  | 1 | 0 | 0 | 0 | [8 empty] | 0 | 0 | #DIVIDE BY ZERO |  | 0 | #DIVIDE BY ZERO | #UNPARSEABLE | #BLOCKED |  | 0 | #DIVIDE BY ZERO | 0 | 0 | 0 | #DIVIDE BY ZERO | #DIVIDE BY ZERO
|  | 2 | R/M |  | A116.V | A2 System Warranty Extension | A116-V05 |  | 依照系統售價 | [16 empty] | #DIVIDE BY ZERO |  | 0 | #DIVIDE BY ZERO | #UNPARSEABLE | #BLOCKED |  | 0 | #DIVIDE BY ZERO | 0 | 0 | 0 | #DIVIDE BY ZERO | #DIVIDE BY ZERO
|  | 0 | A |  | A116.W05 | 2 years extend warranty | A116-A010 |  | 依照系統售價之10% | [16 empty] | #DIVIDE BY ZERO |  | 0 | #DIVIDE BY ZERO | #UNPARSEABLE | #BLOCKED |  | 0 | #DIVIDE BY ZERO | 0 | 0 | 0 | #DIVIDE BY ZERO | #DIVIDE BY ZERO
|  | 0 | A |  | A116.W05 | 5 years extend warranty | A116-A011 |  | 依照系統售價之15% | [16 empty] | #DIVIDE BY ZERO |  | 0 | #DIVIDE BY ZERO | #UNPARSEABLE | #BLOCKED |  | 0 | #DIVIDE BY ZERO | 0 | 0 | 0 | #DIVIDE BY ZERO | #DIVIDE BY ZERO
1-評估 |  | 7 |  |  | A11 | A3 OTA Measurement System | A113.PONN | 1 | 可移動水平式 |  |  | 1 | 3000 | 800 | 1800 | 40% | 55.56% | 1800 | 1000 | 55.56% | 14.29% | 15.38% | P25-正文 | 800 | 3000 | -79900% | 2400000 | 2399200 | 99.97% | #UNPARSEABLE | #BLOCKED | 90000 | 89973.3333 | 99.97%
5-報價 |  | 4 | F |  | A116.PONN | A3 Anechoic Chamber System | A113.A | 2 |  |  |  |  | 3000 | 1800 | [9 empty] | 1800 | 3000 | 100% |  | -1800 | #DIVIDE BY ZERO | #UNPARSEABLE | #BLOCKED |  | -60 | #DIVIDE BY ZERO | 0 | 0 | 0 | #DIVIDE BY ZERO | #DIVIDE BY ZERO
3-量產 |  | 1 | R |  | A116.A | SE-R2 OTA Shielding Room | A113.A01 | [18 empty] | #DIVIDE BY ZERO |  | 0 | #DIVIDE BY ZERO | #UNPARSEABLE | #BLOCKED |  | 0 | #DIVIDE BY ZERO | 0 | 0 | 0 | #DIVIDE BY ZERO | #DIVIDE BY ZERO
|  | 0 | A1 |  | A116.A01 | SE-R22 Shielding Room (3.5/1.7/1.7) -Outside Dimension: L3.5 x W1.7 x H2.4m +/-5cm (include the shelf) -Shelf: H0.7m included wheels -Inside Dimension: L3.4 x W1.6 x H1.6m +/-5cm -Shielding effective: 30M - 18GHz > 100dB -Modular steel pan type by 2mm galvanized steel sheet -Painted on visual panel -Flat Shielding Swing Door Dimension W1.0 x H1.0 m Blade contact auto-latching -AB-X1 EPP Absorber Set Material: Expandable Polypropylene AB-X12: 30cm height pyramid absorber RoHS & REACH Compliant | A113.A010 | 3 |  | A211.R221 |  | 1 |  | 321.4 | [9 empty] | 321.4 |  | #DIVIDE BY ZERO |  | -321.4 | #DIVIDE BY ZERO | #UNPARSEABLE | #BLOCKED |  | -10.7133 | #DIVIDE BY ZERO | 0 | 0 | 0 | #DIVIDE BY ZERO | #DIVIDE BY ZERO
3-量產 |  | 1 | R |  | A116.A | SE-D2 Shielding Swing Door | A113.A05 | [18 empty] | #DIVIDE BY ZERO |  | 0 | #DIVIDE BY ZERO | #UNPARSEABLE | #BLOCKED |  | 0 | #DIVIDE BY ZERO | 0 | 0 | 0 | #DIVIDE BY ZERO | #DIVIDE BY ZERO
|  | 0 |  |  | A116.A06 | SE-D21 Flat Shielding Swing Door -Dimension W1.0 x H1.0m -Blade contact auto-latching | A113.A050 |  |  | A211.D212 |  | 1 |  | 6.2 | [9 empty] | 6.2 |  | #DIVIDE BY ZERO |  | -6.2 | #DIVIDE BY ZERO | #UNPARSEABLE | #BLOCKED |  | -0.20667 | #DIVIDE BY ZERO | 0 | 0 | 0 | #DIVIDE BY ZERO | #DIVIDE BY ZERO
3-量產 |  | 1 | R |  | A116.A | SE-D2 Shielding Swing Door (Additional) | A113.A06 | [18 empty] | #DIVIDE BY ZERO |  | 0 | #DIVIDE BY ZERO | #UNPARSEABLE | #BLOCKED |  | 0 | #DIVIDE BY ZERO | 0 | 0 | 0 | #DIVIDE BY ZERO | #DIVIDE BY ZERO
|  | 0 |  |  | A116.A06 | SE-D21 Flat Shielding Swing Door -Dimension W1.0 x H1.0m -Blade contact auto-latching | A113-A060 |  |  | A211.D212 |  | 0 |  | 6.2 | [9 empty] | 6.2 |  | #DIVIDE BY ZERO |  | -6.2 | #DIVIDE BY ZERO | #UNPARSEABLE | #BLOCKED |  | -0.20667 | #DIVIDE BY ZERO | 0 | 0 | 0 | #DIVIDE BY ZERO | #DIVIDE BY ZERO
3-量產 |  |  | R |  | A118.A | SE-A1 Access panel | A113.A07
|  | 0 |  |  | A118.A09 | SE-A23 Access panel (OTA Standard) -Dimension: H30 x W30 cm -SMA Jack to Jack x 10 -2" Waveguide tube for extension cable through, 1 set | A113.A070 |  |  | A211.A236 |  | 1 |  | 20 | [8 empty] | 21123 8T8R光寶 | 20 |  | #DIVIDE BY ZERO |  | -20 | #DIVIDE BY ZERO | #UNPARSEABLE | #BLOCKED |  | -0.66667 | #DIVIDE BY ZERO | 0 | 0 | 0 | #DIVIDE BY ZERO | #DIVIDE BY ZERO
|  | 0 |  |  | A118.A09 | SE-A23 Access panel (OTA Standard +Tput 8x8) -Dimension: H30 x W30 cm -SMA Jack to Jack x 20 -2" Waveguide tube for extension cable through, 1 set | A113.A071 |  |  | A211.A235 |  | 1 |  | 20 | [9 empty] | 20 |  | #DIVIDE BY ZERO |  | -20 | #DIVIDE BY ZERO | #UNPARSEABLE | #BLOCKED |  | -0.66667 | #DIVIDE BY ZERO | 0 | 0 | 0 | #DIVIDE BY ZERO | #DIVIDE BY ZERO
3-量產 |  |  | R |  | A116.A | AB-X1 EPP Absorber Set | A113.A11
|  | 0 | A1 |  | A116.A01 | AB-X1 EPP Absorber Set (OTA3.5/1.7/1.7) -Material: Expandable Polypropylene -Frequency: 0.4 - 18GHz -AB-X12: 30cm height pyramid absorber -RoHS & REACH Compliant | A113.A110 |  |  | A212.X19C |  | 1 |  | 93.7 | [8 empty] | P21107建漢 | 93.7 |  | #DIVIDE BY ZERO |  | -93.7 | #DIVIDE BY ZERO | #UNPARSEABLE | #BLOCKED |  | -3.1233 | #DIVIDE BY ZERO | 0 | 0 | 0 | #DIVIDE BY ZERO | #DIVIDE BY ZERO
3-量產 |  | 0 | M/R |  | A116.A | SE-F Power & Signal filter Set | A113.A15 | [18 empty] | #DIVIDE BY ZERO |  | 0 | #DIVIDE BY ZERO | #UNPARSEABLE | #BLOCKED |  | 0 | #DIVIDE BY ZERO | 0 | 0 | 0 | #DIVIDE BY ZERO | #DIVIDE BY ZERO
[5 empty] | #UNPARSEABLE | SE-F Power & Signal filter Set (A3) -SE-F12 1P2W 100 -280 VAC/16 A x 1(for Equipment & EUT) -SE-F25-01 RS-232/485 x 2 (for Equipment) | A113.A150 |  |  | A211.F913 |  | 1
3-量產 |  |  | R |  | A173.A.PON | SE-X Laser Alignment System | A113.A17
|  | 0 | A |  | A173.A17 | SE-X31 Laser Alignment System -Independent 3 red laser line -Mounting type: Wall bracket -Horizontal alignment: 1 line -Vertical alignment: 2 line | A113.A170 |  |  | A211.X311 |  | 1 | 30 | 4.044 | 20 | [8 empty] | 4.044 | 30 | 100% |  | -4.044 | #DIVIDE BY ZERO | #UNPARSEABLE | #BLOCKED |  | -0.1348 | #DIVIDE BY ZERO | 0 | 0 | 0 | #DIVIDE BY ZERO | #DIVIDE BY ZERO
|  | 2 | F |  | A116.PONN | A3 RF System | A113.C | [18 empty] | #DIVIDE BY ZERO |  | 0 | #DIVIDE BY ZERO | #UNPARSEABLE | #BLOCKED |  | 0 | #DIVIDE BY ZERO | 0 | 0 | 0 | #DIVIDE BY ZERO | #DIVIDE BY ZERO
3-量產 |  | 2 | R |  | A116.C | AT Measurement Antenna | A113.C01 | [18 empty] | #DIVIDE BY ZERO |  | 0 | #DIVIDE BY ZERO | #UNPARSEABLE | #BLOCKED |  | 0 | #DIVIDE BY ZERO | 0 | 0 | 0 | #DIVIDE BY ZERO | #DIVIDE BY ZERO
|  | 0 | A |  | A116.C01 | AT-H22 Dual Polarization Horn Antenna -Antenna frequency: 0.65 - 8.5GHz -Antenna gain: 10dBi (Typical) -Polarization: Dual linear polarization -Polarization isolation: > 20dB -Power handling: Max. 50 Watt CW -Antenna aperture size: 310mm | A113.C010 | 3 | 吸波材料 | A213.H222 |  | 1 |  | 84 | [8 empty] | 1/30前完成資料 Q20344-Solid-USA | 84 |  | #DIVIDE BY ZERO |  | -84 | #DIVIDE BY ZERO | #UNPARSEABLE | #BLOCKED |  | -2.8 | #DIVIDE BY ZERO | 0 | 0 | 0 | #DIVIDE BY ZERO | #DIVIDE BY ZERO
|  | 0 | A |  | A116.C01 | AT-H23 Dual Polarization Horn Antenna -Antenna frequency: 0.65 - 13.0GHz -Antenna gain: 12dBi (Typical) -Polarization: Dual linear polarization -Polarization isolation: > 20dB -Power handling: Max. 50 Watt CW -Antenna aperture size: 270mm | A113.C011 | 3 | 吸波材料 | A213.H223 |  | 1 |  | 92.05 | [8 empty] | 1/30前完成資料 Q20344-Solid-USA | 92.05 |  | #DIVIDE BY ZERO |  | -92.05 | #DIVIDE BY ZERO | #UNPARSEABLE | #BLOCKED |  | -3.0683 | #DIVIDE BY ZERO | 0 | 0 | 0 | #DIVIDE BY ZERO | #DIVIDE BY ZERO
3-量產 |  | 4 |  |  | A116.C | FM Measurement System Switching Box | A113.C11 | [18 empty] | #DIVIDE BY ZERO |  | 0 | #DIVIDE BY ZERO | #UNPARSEABLE | #BLOCKED |  | 0 | #DIVIDE BY ZERO | 0 | 0 | 0 | #DIVIDE BY ZERO | #DIVIDE BY ZERO
|  | 0 |  |  |  | FM-S13-E Measurement Switching System with DRE (A3)(Passive 8 GHz) -Passive for 2 port VNA -Frequency: 0.5 - 18GHz -RF Cables: up to 18GHz -Rotary Joint included -DRE-Dynamic range extender for Passive -Passive golden sample: 0.65 - 8.5GHz | A113.C111 |  |  | A214.S13A |  |  |  | 222.62 | [8 empty] | P21155 長竑 | 222.62 |  | #DIVIDE BY ZERO |  | -222.62 | #DIVIDE BY ZERO | #UNPARSEABLE | #BLOCKED |  | -7.4207 | #DIVIDE BY ZERO | 0 | 0 | 0 | #DIVIDE BY ZERO | #DIVIDE BY ZERO
|  | 0 |  |  |  | FM-S13-E Measurement Switching System (A3)(Passive 8 GHz)/ (Cellular) -Passive for 2 port VNA -Active for Cellular TRP / TIS -Frequency: 0.5 - 18GHz -RF Cables: up to 18GHz -Rotary Joint included -DRE-Dynamic range extender for Passive -Passive golden sample: 0.65 - 8.5GHz | A113.C113 |  |  | A214.S13C |  |  |  | 268.66 | [9 empty] | 268.66 |  | #DIVIDE BY ZERO |  | -268.66 | #DIVIDE BY ZERO | #UNPARSEABLE | #BLOCKED |  | -8.9553 | #DIVIDE BY ZERO | 0 | 0 | 0 | #DIVIDE BY ZERO | #DIVIDE BY ZERO
|  | 0 | A |  | A116.C01 | FM-S13-E Measurement Switching System (A3)(Passive 8 GHz)/ (Cellular)/ (BT/Wi-Fi) -Passive for 2 port VNA -Active for Cellular TRP / TIS -Active for Bluetooth / Wi-Fi -Frequency: 0.5 - 18GHz -RF Cables: up to 18GHz -Rotary Joint included -DRE-Dynamic range extender for Passive -DRE-Dynamic range extender (Frequency: 0.5 - 8GHz) for Bluetooth / Wi-Fi -Passive golden sample: 0.65 - 8.5GHz | A113.C115 |  |  | A214.S13E |  | 1 |  | 388.36 | [8 empty] | M3 | 388.36 |  | #DIVIDE BY ZERO |  | -388.36 | #DIVIDE BY ZERO | #UNPARSEABLE | #BLOCKED |  | -12.9453 | #DIVIDE BY ZERO | 0 | 0 | 0 | #DIVIDE BY ZERO | #DIVIDE BY ZERO
|  | 0 | A |  | A116.C01 | FM-S13-E Measurement Switching System (A3)(Passive 8 GHz)/ (Cellular)/ (BT/Wi-Fi)/ (5GNR FR1) -Passive for 2 port VNA -Active for Cellular TRP / TIS -Active for Bluetooth / Wi-Fi -Frequency: 0.5 - 18GHz -RF Cables: up to 18GHz -Rotary Joint included -DRE-Dynamic range extender for Passive -DRE-Dynamic range extender (Frequency: 0.5 - 8GHz) for Bluetooth / Wi-Fi / 5GNR FR1 -Passive golden sample: 0.65 - 8.5GHz | A113.C117 |  |  | A214.S13G |  |  |  | 395.96 | [9 empty] | 395.96 |  | #DIVIDE BY ZERO |  | -395.96 | #DIVIDE BY ZERO | #UNPARSEABLE | #BLOCKED |  | -13.1987 | #DIVIDE BY ZERO | 0 | 0 | 0 | #DIVIDE BY ZERO | #DIVIDE BY ZERO
5-報價 |  | 3 | F |  | A116.PONN | A3 Positioner & Control System | A113.E | 2 |  |  |  |  | 3000 | 1000 | [8 empty] | Q20441-長弘 | 1000 | 3000 | 100% |  | -1000 | #DIVIDE BY ZERO | #UNPARSEABLE | #BLOCKED |  | -33.3333 | #DIVIDE BY ZERO | 0 | 0 | 0 | #DIVIDE BY ZERO | #DIVIDE BY ZERO
3-量產 |  | 1 | A |  | A116.C | AE-T3 OTA 3D Turntable | A113.E03 | [18 empty] | #DIVIDE BY ZERO |  | 0 | #DIVIDE BY ZERO | #UNPARSEABLE | #BLOCKED |  | 0 | #DIVIDE BY ZERO | 0 | 0 | 0 | #DIVIDE BY ZERO | #DIVIDE BY ZERO
|  | 0 | A1 |  | A116.E02 | AE-T32 3D Performance Type Turntable -Motion: Roll/ Azimuth -Diameter : 0.8m -Max. vertical loading: 8Kg -Max. speed: 12RPM (Roll) / 6RPM (Azimuth) -Resolution: 0.1° -Encoder accuracy: ±0.5° -Travel: 0° - 360° -Power consumption: 140W | A113.E030 | 3 | 基本功能 | A217.T323 |  | 1 |  | 127.819 | [9 empty] | 127.819 |  | #DIVIDE BY ZERO |  | -127.819 | #DIVIDE BY ZERO | #UNPARSEABLE | #BLOCKED |  | -4.2606 | #DIVIDE BY ZERO | 0 | 0 | 0 | #DIVIDE BY ZERO | #DIVIDE BY ZERO
3-量產 |  | 5 | R |  | #UNPARSEABLE | AE-T39 Fixtures | A113.E05 | [18 empty] | #DIVIDE BY ZERO |  | 0 | #DIVIDE BY ZERO | #UNPARSEABLE | #BLOCKED |  | 0 | #DIVIDE BY ZERO | 0 | 0 | 0 | #DIVIDE BY ZERO | #DIVIDE BY ZERO
|  | 0 |  |  |  | AE-T39 Flat Plate Fixture -Main material: FR4 -Plate size: 30cm -Max. vertical loading: 3Kg (no bending: 0.5kg) AE-T39 Handheld Device Fixture -Main material: FR4 -Max. vertical loading: 1Kg (no bending: 0.3kg) | A113.E050 |  |  | A217.T392 |  | 1 |  | 13.5 | [9 empty] | 13.5 |  | #DIVIDE BY ZERO |  | -13.5 | #DIVIDE BY ZERO | #UNPARSEABLE | #BLOCKED |  | -0.45 | #DIVIDE BY ZERO | 0 | 0 | 0 | #DIVIDE BY ZERO | #DIVIDE BY ZERO
|  | 0 |  |  |  | AE-T39 Handheld Device Fixture -Main material: FR4 -Max. vertical loading: 1Kg (no bending: 0.3kg) | A113.E051 |  |  | A217.T393 |  | 1 |  | 4.5 | [9 empty] | 4.5 |  | #DIVIDE BY ZERO |  | -4.5 | #DIVIDE BY ZERO | #UNPARSEABLE | #BLOCKED |  | -0.15 | #DIVIDE BY ZERO | 0 | 0 | 0 | #DIVIDE BY ZERO | #DIVIDE BY ZERO
|  | 0 |  |  |  | AE-T39 Laptop Fixture -Main material: POM -Plate size: Support 11" to 19" screen sized laptop -Max. vertical loading: 3Kg | A113.E052 |  |  | A217.T395 |  | 1 |  | 18 | [9 empty] | 18 |  | #DIVIDE BY ZERO |  | -18 | #DIVIDE BY ZERO | #UNPARSEABLE | #BLOCKED |  | -0.6 | #DIVIDE BY ZERO | 0 | 0 | 0 | #DIVIDE BY ZERO | #DIVIDE BY ZERO
|  | 0 |  |  |  | AE-T39 Head Phantom Fixture -Main material: FR4 -Compatibility: SPEAG SAM head phantom V4.5 | A113.E053 |  |  | A217.T397 |  | 1 |  | 10 | [9 empty] | 10 |  | #DIVIDE BY ZERO |  | -10 | #DIVIDE BY ZERO | #UNPARSEABLE | #BLOCKED |  | -0.33333 | #DIVIDE BY ZERO | 0 | 0 | 0 | #DIVIDE BY ZERO | #DIVIDE BY ZERO
|  | 0 |  |  |  | AE-T39 Hands\Wrist\Forearm Fixture -Main material: FR4 -Compatibility: SPEAG SHO Fixture X Version 5 | A113.E054 |  |  | A217.T398 |  | 1 |  | 10 | [9 empty] | 10 |  | #DIVIDE BY ZERO |  | -10 | #DIVIDE BY ZERO | #UNPARSEABLE | #BLOCKED |  | -0.33333 | #DIVIDE BY ZERO | 0 | 0 | 0 | #DIVIDE BY ZERO | #DIVIDE BY ZERO
3-量產 |  | 1 | R |  | #UNPARSEABLE | AE-C1 Desktop IPC Controller | A113.E21 | [18 empty] | #DIVIDE BY ZERO |  | 0 | #DIVIDE BY ZERO | #UNPARSEABLE | #BLOCKED |  | 0 | #DIVIDE BY ZERO | 0 | 0 | 0 | #DIVIDE BY ZERO | #DIVIDE BY ZERO
|  | 0 | A |  | #UNPARSEABLE | AE-C11 Desktop IPC Controller & OS -CPU: Intel Core i5 Processor -OS: Windows 10 Enterprise 64 bit -Microsoft Excel -24" Monitor -Mouse + keyboard -GPIB card -19" Standard 41U rack | A113.E210 |  |  | A217.C112 |  | 1 |  | 79.09 | [9 empty] | 79.09 |  | #DIVIDE BY ZERO |  | -79.09 | #DIVIDE BY ZERO | #UNPARSEABLE | #BLOCKED |  | -2.6363 | #DIVIDE BY ZERO | 0 | 0 | 0 | #DIVIDE BY ZERO | #DIVIDE BY ZERO
5-報價 |  | 2 | F |  | A116.PONN | A3 Measurement Software | A113.S | 2 |  |  |  |  | 1000 | 20 | [9 empty] | 20 | 1000 | 100% |  | -20 | #DIVIDE BY ZERO | #UNPARSEABLE | #BLOCKED |  | -0.66667 | #DIVIDE BY ZERO | 0 | 0 | 0 | #DIVIDE BY ZERO | #DIVIDE BY ZERO
3-量產 |  | 5 | R |  | #UNPARSEABLE | Maxwell OTA Software | A113.S41 | [18 empty] | #DIVIDE BY ZERO |  | 0 | #DIVIDE BY ZERO | #UNPARSEABLE | #BLOCKED |  | 0 | #DIVIDE BY ZERO | 0 | 0 | 0 | #DIVIDE BY ZERO | #DIVIDE BY ZERO
|  | 0 |  |  | #UNPARSEABLE | Passive function -2D/3D Antenna measurement -Test result: Antenna efficiency, gain pattern, peak gain -Instrument: Consistent with the quotation -One license permits one model of network analyzer | A113.S410 | 3 |  | A318.X111 |  | 1 | [13 empty] | #DIVIDE BY ZERO |  | 0 | #DIVIDE BY ZERO | #UNPARSEABLE | #BLOCKED |  | 0 | #DIVIDE BY ZERO | 0 | 0 | 0 | #DIVIDE BY ZERO | #DIVIDE BY ZERO
|  | 0 |  |  | #UNPARSEABLE | MW4 Maxwell OTA Passive Advanced Software -Axial ratio, ECC calculation -Instrument: Consistent with the quotation -One license permits one model of network analyzer | A113.S411 | 3 |  | A318.X112 |  | 1 | [13 empty] | #DIVIDE BY ZERO |  | 0 | #DIVIDE BY ZERO | #UNPARSEABLE | #BLOCKED |  | 0 | #DIVIDE BY ZERO | 0 | 0 | 0 | #DIVIDE BY ZERO | #DIVIDE BY ZERO
|  | 0 |  |  | #UNPARSEABLE | MW4 Maxwell OTA 2G Cellular Software -TRP/ TIS measurement -GSM -Instrument: Consistent with the quotation -One license permits one model of communication tester | A113.S412 | 3 |  | A318.X113 |  | 1 | [13 empty] | #DIVIDE BY ZERO |  | 0 | #DIVIDE BY ZERO | #UNPARSEABLE | #BLOCKED |  | 0 | #DIVIDE BY ZERO | 0 | 0 | 0 | #DIVIDE BY ZERO | #DIVIDE BY ZERO
|  | 0 |  |  | #UNPARSEABLE | MW4 Maxwell OTA 3G Cellular Software -TRP/ TIS measurement -WCDMA -Instrument: Consistent with the quotation -One license permits one model of communication tester | A113.S413 | 3 |  | A318.X114 |  | 1 | [13 empty] | #DIVIDE BY ZERO |  | 0 | #DIVIDE BY ZERO | #UNPARSEABLE | #BLOCKED |  | 0 | #DIVIDE BY ZERO | 0 | 0 | 0 | #DIVIDE BY ZERO | #DIVIDE BY ZERO
2-開發 |  | 0 |  |  | #UNPARSEABLE | MW4 Maxwell OTA 4G Cellular Software -TRP/ TIS measurement -TDD-LTE/ FDD-LTE -Instrument: Consistent with the quotation -One license permits one model of communication tester | A113.S414 | 3 |  | A318.X115 |  | 1 | [13 empty] | #DIVIDE BY ZERO |  | 0 | #DIVIDE BY ZERO | #UNPARSEABLE | #BLOCKED |  | 0 | #DIVIDE BY ZERO | 0 | 0 | 0 | #DIVIDE BY ZERO | #DIVIDE BY ZERO
|  | 1 | R |  | #UNPARSEABLE | Maxwell OTA Software 5GNR | A113.S42 | [18 empty] | #DIVIDE BY ZERO |  | 0 | #DIVIDE BY ZERO | #UNPARSEABLE | #BLOCKED |  | 0 | #DIVIDE BY ZERO | 0 | 0 | 0 | #DIVIDE BY ZERO | #DIVIDE BY ZERO
|  | 0 |  |  | #UNPARSEABLE | MW5 Maxwell OTA 5GNR FR1 TP Software -Throughput measurement -5GNR FR1 -Instrument: Consistent with the quotation -One license permits one model of equipment | A113.S420 | 3 |  | A318.X122 |  | 1 | [10 empty] | P21137 Dyson |  |  | #DIVIDE BY ZERO |  | 0 | #DIVIDE BY ZERO | #UNPARSEABLE | #BLOCKED |  | 0 | #DIVIDE BY ZERO | 0 | 0 | 0 | #DIVIDE BY ZERO | #DIVIDE BY ZERO
|  | 0 |  |  | A116.PONN | A3 Upgrade | A113.U | [18 empty] | #DIVIDE BY ZERO |  | 0 | #DIVIDE BY ZERO | #UNPARSEABLE | #BLOCKED |  | 0 | #DIVIDE BY ZERO | 0 | 0 | 0 | #DIVIDE BY ZERO | #DIVIDE BY ZERO
5-報價 |  | 6 | F |  | A116.PONN | A3 System Acceptance | A113.V | 2 |  |  |  |  | 50 | 20 | [9 empty] | 20 | 50 | 100% |  | -20 | #DIVIDE BY ZERO | #UNPARSEABLE | #BLOCKED |  | -0.66667 | #DIVIDE BY ZERO | 0 | 0 | 0 | #DIVIDE BY ZERO | #DIVIDE BY ZERO
3-量產 |  | 1 | R |  | A116.V | Hardware item check | A113.V01 | [18 empty] | #DIVIDE BY ZERO |  | 0 | #DIVIDE BY ZERO | #UNPARSEABLE | #BLOCKED |  | 0 | #DIVIDE BY ZERO | 0 | 0 | 0 | #DIVIDE BY ZERO | #DIVIDE BY ZERO
|  | 0 | A |  | A116.V01 | Hardware Item Check -Anechoic Chamber -RF Measurement -Positioner and control | A113.V010 | 3 |  | A141.V111 |  |  |  | 2 | [9 empty] | 2 |  | #DIVIDE BY ZERO |  | -2 | #DIVIDE BY ZERO | #UNPARSEABLE | #BLOCKED |  | -0.066667 | #DIVIDE BY ZERO | 0 | 0 | 0 | #DIVIDE BY ZERO | #DIVIDE BY ZERO
3-量產 |  | 2 | R |  | A116.V | Shielding Effective | A113.V11 | [18 empty] | #DIVIDE BY ZERO |  | 0 | #DIVIDE BY ZERO | #UNPARSEABLE | #BLOCKED |  | 0 | #DIVIDE BY ZERO | 0 | 0 | 0 | #DIVIDE BY ZERO | #DIVIDE BY ZERO
|  | 0 | A |  | A116.V11 | Shielding Effective Testing 0.7 - 18 GHz -Isolation requirement: 0.7 - 18 GHz >100 dB -Test Frequency: 0.7 / 2.4 / 5.5 / 8 / 12 / 18 GHz -Operate the testing by Atenlab -Refer EN50147-1 standard | A113.V110 |  |  | A411.V215 |  | 1 |  | 8 | [9 empty] | 8 |  | #DIVIDE BY ZERO |  | -8 | #DIVIDE BY ZERO | #UNPARSEABLE | #BLOCKED |  | -0.26667 | #DIVIDE BY ZERO | 0 | 0 | 0 | #DIVIDE BY ZERO | #DIVIDE BY ZERO
|  | 0 | A |  | A116.V11 | Shielding Effective Testing (Oversea) 0.7 - 18 GHz -Isolation requirement: 0.7 - 18 GHz >100 dB -Test Frequency: 0.7 / 2.4 / 5.5 / 8 / 12 / 18 GHz -To operate the testing by 3rd party, the buyer will survey vendor and pay testing fee for shielding effective test. -Refer EN50147-1 standard | A113.V111 |  |  | A411.V251 |  | 1 |  | 108 | [9 empty] | 108 |  | #DIVIDE BY ZERO |  | -108 | #DIVIDE BY ZERO | #UNPARSEABLE | #BLOCKED |  | -3.6 | #DIVIDE BY ZERO | 0 | 0 | 0 | #DIVIDE BY ZERO | #DIVIDE BY ZERO
3-量產 |  | 4 | R |  | A116.V | Path Loss Calibration | A113.V21 |  | by Measurement Antenna | [16 empty] | #DIVIDE BY ZERO |  | 0 | #DIVIDE BY ZERO | #UNPARSEABLE | #BLOCKED |  | 0 | #DIVIDE BY ZERO | 0 | 0 | 0 | #DIVIDE BY ZERO | #DIVIDE BY ZERO
|  | 0 | A |  | A116.V21 | Path Loss Calibration -Passive path: 0.68 - 8 GHz -Calibration antenna: Horn antenna -According CTIA standard for range loss calibration | A113.V210 |  |  | A411.V311 |  | 1 | 10 | 4 | [9 empty] | 4 | 10 | 100% |  | -4 | #DIVIDE BY ZERO | #UNPARSEABLE | #BLOCKED |  | -0.13333 | #DIVIDE BY ZERO | 0 | 0 | 0 | #DIVIDE BY ZERO | #DIVIDE BY ZERO
|  | 0 | A |  | A116.V21 | Path Loss Calibration 2G/ 3G/ 4G Cellular/ Cellular Data Mode/ Cellular Advanced -Cellular path: 0.68 - 6 GHz -Calibration antenna: Horn antenna -According CTIA standard for range loss calibration | A113.V211 |  |  | A411.V313 |  | 1 | 10 | 4 | [8 empty] | P21107 建漢 | 4 | 10 | 100% |  | -4 | #DIVIDE BY ZERO | #UNPARSEABLE | #BLOCKED |  | -0.13333 | #DIVIDE BY ZERO | 0 | 0 | 0 | #DIVIDE BY ZERO | #DIVIDE BY ZERO
|  | 0 | A |  | A116.V21 | Path Loss Calibration BT -BT OTA path: 2.4 - 2.5 GHz -Calibration antenna: Horn antenna -According CTIA standard for range loss calibration | A113.V212 |  |  | A411.V315 |  | 1 | 10 | 4 | [8 empty] | 21123 光寶(僅值確認) | 4 | 10 | 100% |  | -4 | #DIVIDE BY ZERO | #UNPARSEABLE | #BLOCKED |  | -0.13333 | #DIVIDE BY ZERO | 0 | 0 | 0 | #DIVIDE BY ZERO | #DIVIDE BY ZERO
|  | 0 |  |  |  | Path Loss Calibration Wi-Fi -Wi-Fi OTA path: 2.4 - 2.5 GHz / 5.0 - 7.125 GHz -Calibration antenna: Horn antenna -According CTIA standard for range loss calibration | A113.V213 |  |  | A411.V317 |  | 1 | 10 | 4 | [9 empty] | 4 | 10 | 100% |  | -4 | #DIVIDE BY ZERO | #UNPARSEABLE | #BLOCKED |  | -0.13333 | #DIVIDE BY ZERO | 0 | 0 | 0 | #DIVIDE BY ZERO | #DIVIDE BY ZERO
3-量產 |  | 1 | R |  | A116.V | Path Loss Calibration additional | A113.V22 |  | by Measurement Antenna | [16 empty] | #DIVIDE BY ZERO |  | 0 | #DIVIDE BY ZERO | #UNPARSEABLE | #BLOCKED |  | 0 | #DIVIDE BY ZERO | 0 | 0 | 0 | #DIVIDE BY ZERO | #DIVIDE BY ZERO
|  | 0 | A |  | A116.V21 | Path Loss Calibration 6 - 13 (18) GHz -Passive path: 6 - 13 (18) GHz -Calibration antenna: Horn antenna -According CTIA standard for range loss calibration | A113.V221 |  |  | A411.V221 |  | 1 | 10 | 4 | [9 empty] | 4 | 10 | 100% |  | -4 | #DIVIDE BY ZERO | #UNPARSEABLE | #BLOCKED |  | -0.13333 | #DIVIDE BY ZERO | 0 | 0 | 0 | #DIVIDE BY ZERO | #DIVIDE BY ZERO
3-量產 |  | 1 | R |  | A116.V | Ripple Testing | A113.V31 |  | by Measurement Antenna | [16 empty] | #DIVIDE BY ZERO |  | 0 | #DIVIDE BY ZERO | #UNPARSEABLE | #BLOCKED |  | 0 | #DIVIDE BY ZERO | 0 | 0 | 0 | #DIVIDE BY ZERO | #DIVIDE BY ZERO
|  | 0 | A |  | A116.V31 | Quiet Zone Ripple Testing (A3) -Calibration Antenna: Sleeve dipole -Frequency: 0.836/ 1.88/ 2.45/ 5.5 GHz -Method: Phi 6 points -Quiet zone scale: 30 cm in diameter -Requirement : SD < 1.0 -According CTIA standard for Ripple testing | A113.V310 |  |  | A411.V421 |  | 1 |  | 8 | [8 empty] | P21107 建漢 | 8 |  | #DIVIDE BY ZERO |  | -8 | #DIVIDE BY ZERO | #UNPARSEABLE | #BLOCKED |  | -0.26667 | #DIVIDE BY ZERO | 0 | 0 | 0 | #DIVIDE BY ZERO | #DIVIDE BY ZERO
3-量產 |  | 4 | R |  | A116.V | Reliability testing | A113.V41 | [18 empty] | #DIVIDE BY ZERO |  | 0 | #DIVIDE BY ZERO | #UNPARSEABLE | #BLOCKED |  | 0 | #DIVIDE BY ZERO | 0 | 0 | 0 | #DIVIDE BY ZERO | #DIVIDE BY ZERO
|  | 0 |  |  |  | Reliability Testing Passive -Passive mode -The 3D antenna efficiency(%) result in standard deviation should be less than 10% -Use Atenlab golden sample, perform the 3D passive test in 10 times -During the test, the DUT should not removed (to avoid re-position error) -Performing 10 frequencies between the system operation frequency | A113.V410 |  |  | A411.V511 |  | 1 |  | 12 | [9 empty] | 12 |  | #DIVIDE BY ZERO |  | -12 | #DIVIDE BY ZERO | #UNPARSEABLE | #BLOCKED |  | -0.4 | #DIVIDE BY ZERO | 0 | 0 | 0 | #DIVIDE BY ZERO | #DIVIDE BY ZERO
|  | 0 |  |  |  | Reliability Testing -GSM/ CDMA/ WCDMA/ TD-SCDMA/ TDD-LTE/ FDD-LTE/ 5GNR FR1 -Cellular TRP: The 3D TRP(dBm) result in standard deviation should be less than 0.5 dBm Use Atenlab golden sample, perform the 3D TRP test in 5 times (30° angle step) Performing total 6 channels maximum Performing 1 modulation only -Cellular TIS: The 3D TIS(dBm) result in standard deviation should be less than 1 dBm Use Atenlab golden sample, perform the 3D TRP test in 5 times (45° angle step) Performing total 2 channels maximum Performing 1 modulation only -During the test, the DUT should not removed (to avoid re-position error) | A113.V411 |  |  | A411.V513 |  | 1 |  | 63 | [9 empty] | 63 |  | #DIVIDE BY ZERO |  | -63 | #DIVIDE BY ZERO | #UNPARSEABLE | #BLOCKED |  | -2.1 | #DIVIDE BY ZERO | 0 | 0 | 0 | #DIVIDE BY ZERO | #DIVIDE BY ZERO
|  | 0 | A |  | A116.V41 | Reliability Testing Passive/Cellular/BT/ Wi-Fi -Passive mode: The 3D antenna efficiency(%) result in standard deviation should be less than 10% Use Atenlab golden sample, perform the 3D passive test in 10 times -Cellular TRP: The 3D TRP(dBm) result in standard deviation should be less than 0.5 dBm Use Atenlab golden sample, perform the 3D TRP test in 5 times (30° angle step) Performing total 6 channels maximum Performing 1 modulation only -Cellular TIS: The 3D TIS(dBm) result in standard deviation should be less than 1 dBm Use Atenlab golden sample, perform the 3D TRP test in 5 times (45° angle step) Performing total 2 channels maximum Performing 1 modulation only -During the test, the DUT should not removed (to avoid re-position error) -BT/ Wi-Fi OTA mode: -Perform the TRP test, the test result export successfully -Perform the TIS test, the test result export successfully | A113.V412 |  |  | A411.V514 |  | 1 |  | 44 | [8 empty] | P21107 建漢 | 44 |  | #DIVIDE BY ZERO |  | -44 | #DIVIDE BY ZERO | #UNPARSEABLE | #BLOCKED |  | -1.4667 | #DIVIDE BY ZERO | 0 | 0 | 0 | #DIVIDE BY ZERO | #DIVIDE BY ZERO
|  | 0 | A |  | A116.V41 | Reliability Testing Passive/BT/ Wi-Fi -Passive mode: The 3D antenna efficiency(%) result in standard deviation should be less than 10% Use Atenlab golden sample, perform the 3D passive test in 10 times -During the test, the DUT should not removed (to avoid re-position error) -BT/ Wi-Fi OTA mode: -Perform the TRP test, the test result export successfully -Perform the TIS test, the test result export successfully | A113.V413 |  |  | A411.V515 |  | 1 |  | 20 | [8 empty] | P21107 建漢 | 20 |  | #DIVIDE BY ZERO |  | -20 | #DIVIDE BY ZERO | #UNPARSEABLE | #BLOCKED |  | -0.66667 | #DIVIDE BY ZERO | 0 | 0 | 0 | #DIVIDE BY ZERO | #DIVIDE BY ZERO
5-報價 |  | 2 | F |  | A116.PONN | A3 System Warranty | A113.W | 2 | [5 empty] | 200 | [9 empty] | 200 |  | #DIVIDE BY ZERO |  | -200 | #DIVIDE BY ZERO | #UNPARSEABLE | #BLOCKED |  | -6.6667 | #DIVIDE BY ZERO | 0 | 0 | 0 | #DIVIDE BY ZERO | #DIVIDE BY ZERO
5-報價 |  | 2 | N |  | A116.V | A3 System Warranty | A113.W01 |  | 免費 | [16 empty] | #DIVIDE BY ZERO |  | 0 | #DIVIDE BY ZERO | #UNPARSEABLE | #BLOCKED |  | 0 | #DIVIDE BY ZERO | 0 | 0 | 0 | #DIVIDE BY ZERO | #DIVIDE BY ZERO
5-報價 |  | 0 | A |  | A116.W05 | A3 System 2 years warranty (Standard) -Software upgrade -Hardware coverage in case of natural damage | A113.W010 | 3 |  |  |  | 1 | 0 | 0 | 0 | [8 empty] | 0 | 0 | #DIVIDE BY ZERO |  | 0 | #DIVIDE BY ZERO | #UNPARSEABLE | #BLOCKED |  | 0 | #DIVIDE BY ZERO | 0 | 0 | 0 | #DIVIDE BY ZERO | #DIVIDE BY ZERO
3-量產 |  | 0 | A |  | A116.W05 | A3 System 1 years warranty -Software upgrade -Hardware coverage in case of natural damage | A113.W011 | 3 |  |  |  | 1 | 0 | 0 | 0 | [8 empty] | 0 | 0 | #DIVIDE BY ZERO |  | 0 | #DIVIDE BY ZERO | #UNPARSEABLE | #BLOCKED |  | 0 | #DIVIDE BY ZERO | 0 | 0 | 0 | #DIVIDE BY ZERO | #DIVIDE BY ZERO
3-量產 |  | 5 | R/M |  | A116.V | A3 System Warranty Extension | A113.W05 | [18 empty] | #DIVIDE BY ZERO |  | 0 | #DIVIDE BY ZERO | #UNPARSEABLE | #BLOCKED |  | 0 | #DIVIDE BY ZERO | 0 | 0 | 0 | #DIVIDE BY ZERO | #DIVIDE BY ZERO
3-量產 |  | 0 | A |  | A116.W05 | A3 System 1 years warranty extension -Software upgrade -Hardware coverage in case of natural damage | A113.W051 |  |  |  |  | 1 | 300 | 100 | 270 | [8 empty] | 100 | 300 | 100% |  | -100 | #DIVIDE BY ZERO | #UNPARSEABLE | #BLOCKED |  | -3.3333 | #DIVIDE BY ZERO | 0 | 0 | 0 | #DIVIDE BY ZERO | #DIVIDE BY ZERO
3-量產 |  | 0 | A |  | A116.W05 | A3 System 2 years warranty extension -Software upgrade -Hardware coverage in case of natural damage | A113.W052 |  |  |  |  | 1 | 500 | 200 | 450 | [8 empty] | 200 | 500 | 100% |  | -200 | #DIVIDE BY ZERO | #UNPARSEABLE | #BLOCKED |  | -6.6667 | #DIVIDE BY ZERO | 0 | 0 | 0 | #DIVIDE BY ZERO | #DIVIDE BY ZERO
3-量產 |  | 0 | A |  | A116.W05 | A3 System 3 years warranty extension -Software upgrade -Hardware coverage in case of natural damage | A113.W053 |  |  |  |  | 1 | 700 | 300 | 630 | [8 empty] | 300 | 700 | 100% |  | -300 | #DIVIDE BY ZERO | #UNPARSEABLE | #BLOCKED |  | -10 | #DIVIDE BY ZERO | 0 | 0 | 0 | #DIVIDE BY ZERO | #DIVIDE BY ZERO
3-量產 |  | 0 | A |  | A116.W05 | A3 System 4 years warranty extension -Software upgrade -Hardware coverage in case of natural damage | A113.W054 |  |  |  |  | 1 | 900 | 400 | 810 | [8 empty] | 400 | 900 | 100% |  | -400 | #DIVIDE BY ZERO | #UNPARSEABLE | #BLOCKED |  | -13.3333 | #DIVIDE BY ZERO | 0 | 0 | 0 | #DIVIDE BY ZERO | #DIVIDE BY ZERO
3-量產 |  | 0 | A |  | A116.W05 | A3 System 5 years warranty extension -Software upgrade -Hardware coverage in case of natural damage | A113.W055 |  |  |  |  | 1 | 1100 | 500 | 990 | [8 empty] | 500 | 1100 | 100% |  | -500 | #DIVIDE BY ZERO | #UNPARSEABLE | #BLOCKED |  | -16.6667 | #DIVIDE BY ZERO | 0 | 0 | 0 | #DIVIDE BY ZERO | #DIVIDE BY ZERO
1-評估 |  | 8 | F |  | A11 | A6 OTA Antenna Measurement System | A116.PONN | 1 | 標準型(牌價) 6M-Passive/4.8M 7M-Active(LTE)/5.6M 8M-Active(W/B/L)/6.4M 標準型(美金牌價) 200k-Passive/160k 250M-Active(LTE)/200k 270M-Active(W/B/L)/220k |  |  | 3 | 5000 | 1500 | 3000 | 40% | 50% | 9000 | 4500 | 50% | 71.43% | 69.23% | P25-鑫研通 P25-RFS_UMT | 1500 | 5000 | -83900% | 4200000 | 4198500 | 99.96% | #UNPARSEABLE | #BLOCKED | 140000 | 139950 | 99.96% | 0 | 0 | 0 | #DIVIDE BY ZERO | #DIVIDE BY ZERO
5-報價 |  | 6 | F |  | A116.PONN | A6 OTA Anechoic Chamber System | A116.A | 2 |  |  |  |  | 3000 | 1100 | [9 empty] | 1100 | 3000 | 100% |  | -1100 | #DIVIDE BY ZERO | #UNPARSEABLE | #BLOCKED |  | -36.6667 | #DIVIDE BY ZERO | 0 | 0 | 0 | #DIVIDE BY ZERO | #DIVIDE BY ZERO
3-量產 |  | 4 | R |  | A116.A | SE-R2 OTA Shielding Room (Middle) | A116.A01 | 2.5 | [17 empty] | #DIVIDE BY ZERO |  | 0 | #DIVIDE BY ZERO | #UNPARSEABLE | #BLOCKED |  | 0 | #DIVIDE BY ZERO | 0 | 0 | 0 | #DIVIDE BY ZERO | #DIVIDE BY ZERO
|  | 0 | A1 |  | A116.A01 | SE-R23 Shielding Room (A6 6/3/3) -Outside Dimension: L6.0 x W3.0 x H3.0m +/-5cm -Inside Dimension: L5.9 x W2.9 x H2.9m +/-5cm -Shielding effective: 30M - 18GHz > 100dB -Modular steel pan type by 2mm galvanized steel sheet -Steel pillar for self support structure -Painted on visual panel" | A116.A010 | 3 | 確認A6-633尺寸 |  |  | 1 |  | 801.4 | [8 empty] | A6 | 801.4 |  | #DIVIDE BY ZERO |  | -801.4 | #DIVIDE BY ZERO | #UNPARSEABLE | #BLOCKED |  | -26.7133 | #DIVIDE BY ZERO | 0 | 0 | 0 | #DIVIDE BY ZERO | #DIVIDE BY ZERO
2-開發 |  | 0 | A |  | A116.A01 | SE-R24 Shielding Room (7/4/3) -Outside Dimension: L7.2 x W4.0 x H2.9m +/-5cm -Inside Dimension: L7.1 x W3.9 x H2.6m +/-5cm -Shielding effective: 30M - 18GHz > 100dB -Modular steel pan type by 2mm galvanized steel sheet -Steel pillar for self support structure -Painted on visual panel | A116.A011 | 3 |  |  |  | 1 |  | 851.4 | [8 empty] | Q21123-光寶 | 851.4 |  | #DIVIDE BY ZERO |  | -851.4 | #DIVIDE BY ZERO | #UNPARSEABLE | #BLOCKED |  | -28.38 | #DIVIDE BY ZERO | 0 | 0 | 0 | #DIVIDE BY ZERO | #DIVIDE BY ZERO
2-開發 |  | 0 | A |  | A116.A01 | SE-R22 Shielding Room (5/3/2.5) -Outside Dimension: L5.0 x W3.0 x H2.5m +/-5cm -Inside Dimension: L4.9 x W2.9 x H2.4m +/-5cm -Shielding effective: 30M - 18GHz > 100dB -Modular steel pan type by 2mm galvanized steel sheet -Steel pillar for self support structure -Painted on visual pane | A116.A012 | 3 |  |  |  | 1 |  | 751.4 | [8 empty] | Q20431-Auto antenna | 751.4 |  | #DIVIDE BY ZERO |  | -751.4 | #DIVIDE BY ZERO | #UNPARSEABLE | #BLOCKED |  | -25.0467 | #DIVIDE BY ZERO | 0 | 0 | 0 | #DIVIDE BY ZERO | #DIVIDE BY ZERO
2-開發 |  | 0 | A |  | A116.A01 | SE-R22 Shielding Room (6/4/3) -Outside Dimension: L6.0 x W3.8 x H2.9m +/-5cm -Inside Dimension: L5.9 x W3.7 x H2.6m +/-5cm -Shielding effective: 30M - 18GHz > 100dB -Modular steel pan type by 2mm galvanized steel sheet -Steel pillar for self support structure -Painted on visual pane | A116.A013 | 3 |  |  |  | 1 |  | 680 | [8 empty] | Q20431-Auto antenna | 680 |  | #DIVIDE BY ZERO |  | -680 | #DIVIDE BY ZERO | #UNPARSEABLE | #BLOCKED |  | -22.6667 | #DIVIDE BY ZERO | 0 | 0 | 0 | #DIVIDE BY ZERO | #DIVIDE BY ZERO
3-量產 |  | 2 | R |  | A116.A | SE-D2 Shielding Swing Door | A116.A05 | 2.5 | [17 empty] | #DIVIDE BY ZERO |  | 0 | #DIVIDE BY ZERO | #UNPARSEABLE | #BLOCKED |  | 0 | #DIVIDE BY ZERO | 0 | 0 | 0 | #DIVIDE BY ZERO | #DIVIDE BY ZERO
|  | 0 |  |  | A116.A06 | SE-D22 Flat Shielding Swing Door -Dimension W1.0 x H2.0m -Blade contact auto-latching -Manual operation for emergency | A116-A050(OTA) | 3 |  |  |  | 1 |  | 6.2 | [9 empty] | 6.2 |  | #DIVIDE BY ZERO |  | -6.2 | #DIVIDE BY ZERO | #UNPARSEABLE | #BLOCKED |  | -0.20667 | #DIVIDE BY ZERO | 0 | 0 | 0 | #DIVIDE BY ZERO | #DIVIDE BY ZERO
|  | 0 |  |  | A116.A06 | SE-D21 Flat Shielding Swing Door -Dimension W1.0 x H2.0m -Blade contact auto-latching -Manual operation for emergency -Main door for DUT -Second door for MA | A116-A051(OTA+TP) | 3 |  |  |  | 1 |  | 6.2 | [9 empty] | 6.2 |  | #DIVIDE BY ZERO |  | -6.2 | #DIVIDE BY ZERO | #UNPARSEABLE | #BLOCKED |  | -0.20667 | #DIVIDE BY ZERO | 0 | 0 | 0 | #DIVIDE BY ZERO | #DIVIDE BY ZERO
3-量產 |  | 1 | R |  | A116.A | SE-D2 Shielding Swing Door (Additional) | A116.A06 | 2.5 | [17 empty] | #DIVIDE BY ZERO |  | 0 | #DIVIDE BY ZERO | #UNPARSEABLE | #BLOCKED |  | 0 | #DIVIDE BY ZERO | 0 | 0 | 0 | #DIVIDE BY ZERO | #DIVIDE BY ZERO
|  | 0 |  |  | A116.A06 | SE-D22 Flat Shielding Swing Door -Dimension W1.0 x H2.0m -Blade contact auto-latching -Manual operation for emergency | A116-A060 | 3 | 確認A6-633尺寸 |  |  | 1 |  | 106.2 | [8 empty] | A6/ M3 | 106.2 |  | #DIVIDE BY ZERO |  | -106.2 | #DIVIDE BY ZERO | #UNPARSEABLE | #BLOCKED |  | -3.54 | #DIVIDE BY ZERO | 0 | 0 | 0 | #DIVIDE BY ZERO | #DIVIDE BY ZERO
3-量產 |  |  | R |  | A118.A | SE-A1 Access panel | A116.A07 | 2.5
|  | 0 |  |  | A118.A09 | SE-A23 Access panel (OTA Standard) -Dimension: H30 x W30 cm -SMA Jack to Jack x 10 -2" Waveguide tube for extension cable through, 1 set | A116.A070 | 3 |  |  |  | 1 |  | 20 | [8 empty] | #UNPARSEABLE | 20 |  | #DIVIDE BY ZERO |  | -20 | #DIVIDE BY ZERO | #UNPARSEABLE | #BLOCKED |  | -0.66667 | #DIVIDE BY ZERO | 0 | 0 | 0 | #DIVIDE BY ZERO | #DIVIDE BY ZERO
|  | 0 |  |  | A118.A09 | SE-A23 Access panel (OTA Standard +Tput 4x4) -Dimension: H30 x W30 cm -SMA Jack to Jack x 16 -2" Waveguide tube for extension cable through, 1 set | A116.A071 | 3 |  |  |  | 1 |  | 0.7 | [9 empty] | 0.7 |  | #DIVIDE BY ZERO |  | -0.7 | #DIVIDE BY ZERO | #UNPARSEABLE | #BLOCKED |  | -0.023333 | #DIVIDE BY ZERO | 0 | 0 | 0 | #DIVIDE BY ZERO | #DIVIDE BY ZERO
|  | 0 |  |  | A118.A09 | SE-A23 Access panel (OTA Standard +Tput 8x8) -Dimension: H30 x W30 cm -SMA Jack to Jack x 20 -2" Waveguide tube for extension cable through, 1 set | A116.A072 | 3 |  |  |  | 1 |  | 20 | [9 empty] | 20 |  | #DIVIDE BY ZERO |  | -20 | #DIVIDE BY ZERO | #UNPARSEABLE | #BLOCKED |  | -0.66667 | #DIVIDE BY ZERO | 0 | 0 | 0 | #DIVIDE BY ZERO | #DIVIDE BY ZERO
1-評估 |  | 0 |  |  |  | SE-A29 Access panel refit -Add SMA Jack to Jack x 10 | A116.A073 | 3 | [17 empty] | #DIVIDE BY ZERO |  | 0 | #DIVIDE BY ZERO | #UNPARSEABLE | #BLOCKED |  | 0 | #DIVIDE BY ZERO | 0 | 0 | 0 | #DIVIDE BY ZERO | #DIVIDE BY ZERO
3-量產 |  | 1 | R |  | A116.A | SE-H2 Shielding Honeycomb Air Vent | A116.A09 | 2.5 | [17 empty] | #DIVIDE BY ZERO |  | 0 | #DIVIDE BY ZERO | #UNPARSEABLE | #BLOCKED |  | 0 | #DIVIDE BY ZERO | 0 | 0 | 0 | #DIVIDE BY ZERO | #DIVIDE BY ZERO
|  | 0 |  |  | A116.A09 | SE-H23 Shielding Honeycomb Air Vent -Dimension: 0.3 x 0.3m (L/W) -Shielding effective: 30M - 18GHz > 100dB | A116.A090 | 3 | 18GHz 以下 |  |  | 4 |  | 0 | [9 empty] | 0 |  | #DIVIDE BY ZERO |  | 0 | #DIVIDE BY ZERO | #UNPARSEABLE | #BLOCKED |  | 0 | #DIVIDE BY ZERO | 0 | 0 | 0 | #DIVIDE BY ZERO | #DIVIDE BY ZERO
1-評估 | [5 empty] | SE-H23 Shielding Honeycomb Air Vent -Dimension: 0.3 x 0.3m (L/W) -Shielding effective: 0.03 - 50GHz > 100dB | A116.A091 | 3
3-量產 |  |  | R |  | A116.A | AB-X1 EPP Absorber Set | A116.A11 | 2.5
2-開發 |  | 0 | A1 |  | A116.A01 | AB-X1 EPP Absorber Set -Material: Expandable Polypropylene -Maximum Incident Power Density: 600V/m -Operating Temperature: -15℃ to +60℃ -Operating Humidity: 30% to 70% -Suited for Class 100,000 clean room -RoHS & REACH & NRL8093 Compliant | A116.A110- (OTA+TP 6/3/3) | 3 |  |  |  | 1 |  | 515.2375 | [9 empty] | 515.2375 |  | #DIVIDE BY ZERO |  | -515.2375 | #DIVIDE BY ZERO | #UNPARSEABLE | #BLOCKED |  | -17.1746 | #DIVIDE BY ZERO | 0 | 0 | 0 | #DIVIDE BY ZERO | #DIVIDE BY ZERO
2-開發 |  | 0 | A |  | A116.A01 | AB-X1 EPP Absorber Set -Material: Expandable Polypropylene -Maximum Incident Power Density: 600V/m -Operating Temperature: -15℃ to +60℃ -Operating Humidity: 30% to 70% -Suited for Class 100,000 clean room -RoHS & REACH & NRL8093 Compliant | A116.A111- (OTA+TP 7/4/3) | 3 |  |  |  | 1 |  | 645.345 | [9 empty] | 645.345 |  | #DIVIDE BY ZERO |  | -645.345 | #DIVIDE BY ZERO | #UNPARSEABLE | #BLOCKED |  | -21.5115 | #DIVIDE BY ZERO | 0 | 0 | 0 | #DIVIDE BY ZERO | #DIVIDE BY ZERO
2-開發 |  | 0 | A |  | A116.A01 | AB-X1 EPP Absorber Set -Material: Expandable Polypropylene -Maximum Incident Power Density: 600V/m -Operating Temperature: -15℃ to +60℃ -Operating Humidity: 30% to 70% -Suited for Class 100,000 clean room -RoHS & REACH & NRL8093 Compliant | A116.A112- (OTA +TP 5/3/2.5) | 3 |  |  |  | 1 |  | 327.55 | [9 empty] | 327.55 |  | #DIVIDE BY ZERO |  | -327.55 | #DIVIDE BY ZERO | #UNPARSEABLE | #BLOCKED |  | -10.9183 | #DIVIDE BY ZERO | 0 | 0 | 0 | #DIVIDE BY ZERO | #DIVIDE BY ZERO
|  | 0 |  |  | A116.A01 | AB-X1 EPP Absorber Set -Material: Expandable Polypropylene -Maximum Incident Power Density: 600V/m -Operating Temperature: -15℃ to +60℃ -Operating Humidity: 30% to 70% -Suited for Class 100,000 clean room -RoHS & REACH & NRL8093 Compliant | A116.A113-(OTA+TP 6/4/3) | [18 empty] | #DIVIDE BY ZERO |  | 0 | #DIVIDE BY ZERO | #UNPARSEABLE | #BLOCKED |  | 0 | #DIVIDE BY ZERO | 0 | 0 | 0 | #DIVIDE BY ZERO | #DIVIDE BY ZERO
|  | 0 |  |  | A116.A01 | AB-X1 EPP Absorber Set -Material: Expandable Polypropylene -Maximum Incident Power Density: 600V/m -Operating Temperature: -15℃ to +60℃ -Operating Humidity: 30% to 70% -Suited for Class 100,000 clean room -RoHS & REACH & NRL8093 Compliant | A116.A115-(TP only) (6/3/3) | [18 empty] | #DIVIDE BY ZERO |  | 0 | #DIVIDE BY ZERO | #UNPARSEABLE | #BLOCKED |  | 0 | #DIVIDE BY ZERO | 0 | 0 | 0 | #DIVIDE BY ZERO | #DIVIDE BY ZERO
|  | 0 |  |  | A116.A01 | AB-X1 EPP Absorber Set -Material: Expandable Polypropylene -Maximum Incident Power Density: 600V/m -Operating Temperature: -15℃ to +60℃ -Operating Humidity: 30% to 70% -Suited for Class 100,000 clean room -RoHS & REACH & NRL8093 Compliant | A116.A116-(TP only) (7/4/3) | [18 empty] | #DIVIDE BY ZERO |  | 0 | #DIVIDE BY ZERO | #UNPARSEABLE | #BLOCKED |  | 0 | #DIVIDE BY ZERO | 0 | 0 | 0 | #DIVIDE BY ZERO | #DIVIDE BY ZERO
|  | 0 |  |  | A116.A01 | AB-X1 EPP Absorber Set -Material: Expandable Polypropylene -Maximum Incident Power Density: 600V/m -Operating Temperature: -15℃ to +60℃ -Operating Humidity: 30% to 70% -Suited for Class 100,000 clean room -RoHS & REACH & NRL8093 Compliant | A116.A117- (TP only) (5/3/2.5) | [18 empty] | #DIVIDE BY ZERO |  | 0 | #DIVIDE BY ZERO | #UNPARSEABLE | #BLOCKED |  | 0 | #DIVIDE BY ZERO | 0 | 0 | 0 | #DIVIDE BY ZERO | #DIVIDE BY ZERO
|  | 0 |  |  | A116.A01 | AB-X1 EPP Absorber Set -Material: Expandable Polypropylene -Maximum Incident Power Density: 600V/m -Operating Temperature: -15℃ to +60℃ -Operating Humidity: 30% to 70% -Suited for Class 100,000 clean room -RoHS & REACH & NRL8093 Compliant | A116.A118 (TP only) (6/4/3) | [18 empty] | #DIVIDE BY ZERO |  | 0 | #DIVIDE BY ZERO | #UNPARSEABLE | #BLOCKED |  | 0 | #DIVIDE BY ZERO | 0 | 0 | 0 | #DIVIDE BY ZERO | #DIVIDE BY ZERO
1-評估 |  |  |  |  | A212.X | AB-X12-03 EPP 5.5cm Height Pyramid Absorber -Material: Expandable Polypropylene -Frequency: 0.1 - 110GHz -Dimension: L30.0 x W30.0 x H5.5cm -RoHS & REACH Compliant | A411.A311 | [30 empty] | #DIVIDE BY ZERO | #DIVIDE BY ZERO
1-評估 |  |  |  |  | A212.X | AB-X12-30 EPP 30cm Height Pyramid Absorber -Material: Expandable Polypropylene -Frequency: 0.1 - 110GHz -Dimension: L60.0 x W60.0 x H30.0cm -RoHS & REACH Compliant | A411.A313 | [30 empty] | #DIVIDE BY ZERO | #DIVIDE BY ZERO
1-評估 |  |  |  |  | A212.X | AB-X12-60 EPP 60cm Height Pyramid Absorber -Material: Expandable Polypropylene -Frequency: 0.1 - 110GHz -Dimension: L60.0 x W60.0 x H60.0cm -RoHS & REACH Compliant | A411.A315 | [30 empty] | #DIVIDE BY ZERO | #DIVIDE BY ZERO
1-評估 |  |  |  |  | A212.X | AB-X14-03 RF EPP Flatten Absorber -Material: Expandable Polypropylene -Frequency: 0.1 - 110GHz -Dimension: L30.0 x W30.0 x H3.0cm -RoHS & REACH Compliant | A411.A315 | [30 empty] | #DIVIDE BY ZERO | #DIVIDE BY ZERO
1-評估 |  |  |  |  | A212.X | AB-X12 EPP Pyramid Absorber | A116.A31 | [30 empty] | #DIVIDE BY ZERO | #DIVIDE BY ZERO
[5 empty] | A212.X | AB-X12-03 EPP 5.5cm Height Pyramid Absorber -Material: Expandable Polypropylene -Frequency: 0.1 - 110GHz -Dimension: L30.0 x W30.0 x H5.5cm -RoHS & REACH Compliant | A116.A311 | [6 empty] | 6.6 | [23 empty] | #DIVIDE BY ZERO | #DIVIDE BY ZERO
[5 empty] | A212.X | AB-X12-30 EPP 30cm Height Pyramid Absorber -Material: Expandable Polypropylene -Frequency: 0.1 - 110GHz -Dimension: L60.0 x W60.0 x H30.0cm -RoHS & REACH Compliant | A116.A313 | [30 empty] | #DIVIDE BY ZERO | #DIVIDE BY ZERO
[5 empty] | A212.X | AB-X12-60 EPP 60cm Height Pyramid Absorber -Material: Expandable Polypropylene -Frequency: 0.1 - 110GHz -Dimension: L60.0 x W60.0 x H60.0cm -RoHS & REACH Compliant | A116.A315 | [6 empty] | 0.35 | [23 empty] | #DIVIDE BY ZERO | #DIVIDE BY ZERO
1-評估 |  |  |  |  | A212.X | AB-X14 EPP Flatten Absorber | A116.A33 | [30 empty] | #DIVIDE BY ZERO | #DIVIDE BY ZERO
[5 empty] | A212.X | AB-X14-03 RF EPP Flatten Absorber -Material: Expandable Polypropylene -Frequency: 0.1 - 110GHz -Dimension: L30.0 x W30.0 x H3.0cm -RoHS & REACH Compliant | A116.A331 | [6 empty] | 1.36 | [23 empty] | #DIVIDE BY ZERO | #DIVIDE BY ZERO
1-評估 |  | 0 | M/R |  | A116.A | SE-F Power filter Set | A116.A15 | 2.5 | [17 empty] | #DIVIDE BY ZERO |  | 0 | #DIVIDE BY ZERO | #UNPARSEABLE | #BLOCKED |  | 0 | #DIVIDE BY ZERO | 0 | 0 | 0 | #DIVIDE BY ZERO | #DIVIDE BY ZERO
[5 empty] | #UNPARSEABLE | SE-F19 Power filter set (OTA) -SE-F12 1P2W 100 -280 VAC/16 A (for EUT) -SE-F12 1P2W 100 -280 VAC/16 A (for Equipment) | A116.A150 | 3 |  |  |  | 1
3-量產 |  |  | R |  | A173.A.PON | SE-F29 Signal filter set | A116.A17 | 2.5
|  | 0 | A |  | A173.A17 | SE-F29 Signal filter set (OTA) -SE-F22-02 RJ45 1Gbps x 2 (1 for Equipment) -SE-F23-02 USB3.0 x 1 -SE-F25-01 RS-232/485 x 2 (for Equipment) | A116.A170 | 3 | Q211111安普新 |  |  | 1 | [13 empty] | #DIVIDE BY ZERO |  | 0 | #DIVIDE BY ZERO | #UNPARSEABLE | #BLOCKED |  | 0 | #DIVIDE BY ZERO | 0 | 0 | 0 | #DIVIDE BY ZERO | #DIVIDE BY ZERO
|  | 0 | A |  | A173.A17 | SE-F29 Signal filter set (OTA+TP) -SE-F22-02 RJ45 1Gbps x 2 (1 for Equipment) -SE-F22-02 RJ45 10Gbps x 2 -SE-F23-02 USB3.0 x 1 -SE-F25-01 RS-232/485 x 2 (for Equipment) | A116.A171 | 3 | Q211111安普新 |  |  | 1 | [13 empty] | #DIVIDE BY ZERO |  | 0 | #DIVIDE BY ZERO | #UNPARSEABLE | #BLOCKED |  | 0 | #DIVIDE BY ZERO | 0 | 0 | 0 | #DIVIDE BY ZERO | #DIVIDE BY ZERO
3-量產 |  |  | R |  | A173.A.PON | SE-X Laser Alignment System | A116.A27 | 2.5
|  | 0 | A |  | A173.A17 | SE-X31 Laser Alignment System -Independent 3 red laser line -Mounting type: Wall bracket -Horizontal alignment: 1 line -Vertical alignment: 2 line | A116.A270 | 3 | Q211111安普新 |  |  | 1 | 30 | 4.044 | 20 | [8 empty] | 4.044 | 30 | 100% |  | -4.044 | #DIVIDE BY ZERO | #UNPARSEABLE | #BLOCKED |  | -0.1348 | #DIVIDE BY ZERO | 0 | 0 | 0 | #DIVIDE BY ZERO | #DIVIDE BY ZERO
3-量產 |  |  | R |  | A116.A | SE-L LED Lighting | A116.A21 | 2.5
0-未開 | [5 empty] | SE-L112 LED Low Noise Flood Lighting -Power consumption: 50W | A211.A210 |  |  |  |  | 1 |  | 3 | [23 empty] | #DIVIDE BY ZERO | #DIVIDE BY ZERO
3-量產 |  |  | R |  | A211.R | SE-V1 CCTV System | A116.A29 | 2.5
[6 empty] | SE-V12 CCTV System -2560 x 1440 @ 30 fps -2.8 - 12 mm motor zoom lens | A116.A290 | 3 |  |  |  | 1 | 30 | 6.52 | 27 | [7 empty] | M3 | [14 empty] | #DIVIDE BY ZERO | #DIVIDE BY ZERO
[6 empty] | SE-V12 CCTV System with joystick -2560 x 1440 @ 30 fps -2.8 - 12 mm motor zoom lens -PTZ joystick controller | A116.A291 | 3 |  |  |  | 1 | 30 | 6.52 | 27 | [7 empty] | M3 | [14 empty] | #DIVIDE BY ZERO | #DIVIDE BY ZERO
1-評估 |  | 3 | R |  | A116.A | SE-D9 Shielding Swing Door Maintenance | A116.A55 | 2.5 | [29 empty] | #DIVIDE BY ZERO | #DIVIDE BY ZERO
1-評估 |  | 0 |  |  | A173.A05 | SE-D91 - Shielding door maintenance -Clean the knife slot the finger stock for good contact -Check the mechanism status | A116.A550 | [30 empty] | #DIVIDE BY ZERO | #DIVIDE BY ZERO
1-評估 |  | 0 |  |  | A173.A05 | SE-D91 - Finger stock maintenance -Replace all the finger stock on the shielding door/ frame -Clean the knife slot for good contact | A116.A551 | [30 empty] | #DIVIDE BY ZERO | #DIVIDE BY ZERO
1-評估 |  | 0 |  |  | A173.A05 | SE-D92 - Repair the electronic controller -A repair to the door latch controller | A116.A552 | [30 empty] | #DIVIDE BY ZERO | #DIVIDE BY ZERO
5-報價 |  | 4 | F |  | A116.PONN | A6 Shielding Box | A116.B | 2 |  |  |  |  | 3000 | 250 | [9 empty] | 250 | 3000 | 100% |  | -250 | #DIVIDE BY ZERO | #UNPARSEABLE | #BLOCKED |  | -8.3333 | #DIVIDE BY ZERO | 0 | 0 | 0 | #DIVIDE BY ZERO | #DIVIDE BY ZERO
3-量產 |  | 2 | R |  | A116.C | SE-B Shielding Box | A116.B01 | 2.5 | [17 empty] | #DIVIDE BY ZERO |  | 0 | #DIVIDE BY ZERO | #UNPARSEABLE | #BLOCKED |  | 0 | #DIVIDE BY ZERO | 0 | 0 | 0 | #DIVIDE BY ZERO | #DIVIDE BY ZERO
|  | 0 | A |  | A116.C01 | SE-B13 Shielding Box (2 chambers) -Shielding enclosures dimension: D70 x W90 x H120 +/-5cm -Shielding swing door: W60 x H40 cm, auto-latching x1 -Shielding effective: 2.0 GHz - 8.0 GHz > 100 dB -Honeycomb Air Vent: Dimension: 0.1 x 0.1m (L/W) x1 -Painted on visual panel | A116.B010 | 3 |  |  |  | 1 |  | 35 | [9 empty] | 35 |  | #DIVIDE BY ZERO |  | -35 | #DIVIDE BY ZERO | #UNPARSEABLE | #BLOCKED |  | -1.1667 | #DIVIDE BY ZERO | 0 | 0 | 0 | #DIVIDE BY ZERO | #DIVIDE BY ZERO
|  | 0 | A |  | A116.C01 | SE-B13 Shielding Box (3 chambers) -Shielding enclosures dimension: D70 x W90 x H180 +/-5cm -Shielding swing door: W60 x H40 cm, auto-latching x1 -Shielding effective: 2.0 GHz - 8.0 GHz > 100 dB -Honeycomb Air Vent: Dimension: 0.1 x 0.1m (L/W) x1 -Painted on visual panel | A116.B011 | 3 |  |  |  | 1 | #BLOCKED | #BLOCKED | #BLOCKED | [8 empty] | #BLOCKED | #BLOCKED | #BLOCKED |  | #BLOCKED | #BLOCKED | #UNPARSEABLE | #BLOCKED |  | #BLOCKED | #BLOCKED | 0 | 0 | 0 | #DIVIDE BY ZERO | #DIVIDE BY ZERO
3-量產 |  | 2 |  |  | A116.C | SE-A1 Access panel | A116.B07 | 2.5 | [17 empty] | #DIVIDE BY ZERO |  | 0 | #DIVIDE BY ZERO | #UNPARSEABLE | #BLOCKED |  | 0 | #DIVIDE BY ZERO | 0 | 0 | 0 | #DIVIDE BY ZERO | #DIVIDE BY ZERO
|  | 0 |  |  |  | SE-A12 Access panel -Dimension: H30 x W30 cm -SMA Jack to Jack x 6 | A116.B070(4TP) | [18 empty] | #DIVIDE BY ZERO |  | 0 | #DIVIDE BY ZERO | #UNPARSEABLE | #BLOCKED |  | 0 | #DIVIDE BY ZERO | 0 | 0 | 0 | #DIVIDE BY ZERO | #DIVIDE BY ZERO
|  | 0 |  |  |  | SE-A12 Access panel -Dimension: H30 x W30 cm -SMA Jack to Jack x 10 | A116.B071(8TP) | [18 empty] | #DIVIDE BY ZERO |  | 0 | #DIVIDE BY ZERO | #UNPARSEABLE | #BLOCKED |  | 0 | #DIVIDE BY ZERO | 0 | 0 | 0 | #DIVIDE BY ZERO | #DIVIDE BY ZERO
3-量產 |  | 2 | R |  | A116.C | SE-F Power filter | A116.B15 | 2.5 | [17 empty] | #DIVIDE BY ZERO |  | 0 | #DIVIDE BY ZERO | #UNPARSEABLE | #BLOCKED |  | 0 | #DIVIDE BY ZERO | 0 | 0 | 0 | #DIVIDE BY ZERO | #DIVIDE BY ZERO
|  | 0 | A |  | A116.C01 | SE-F19 Power filter set -Power filter: 100-280VAC single phase 2 wire 6A x2 | A116.B150 | 3 |  |  |  | 1 | #BLOCKED | #BLOCKED | #BLOCKED | [8 empty] | #BLOCKED | #BLOCKED | #BLOCKED |  | #BLOCKED | #BLOCKED | #UNPARSEABLE | #BLOCKED |  | #BLOCKED | #BLOCKED | 0 | 0 | 0 | #DIVIDE BY ZERO | #DIVIDE BY ZERO
|  | 0 | A |  | A116.C01 | SE-F19 Power filter set -Power filter: 100-280VAC single phase 2 wire 6A x3 | A116.B151 | 3 |  |  |  | 1 | #BLOCKED | #BLOCKED | #BLOCKED | [8 empty] | #BLOCKED | #BLOCKED | #BLOCKED |  | #BLOCKED | #BLOCKED | #UNPARSEABLE | #BLOCKED |  | #BLOCKED | #BLOCKED | 0 | 0 | 0 | #DIVIDE BY ZERO | #DIVIDE BY ZERO
3-量產 |  | 2 |  |  | A116.C | SE-F29 Signal filter | A116.B17 | 2.5 | [17 empty] | #DIVIDE BY ZERO |  | 0 | #DIVIDE BY ZERO | #UNPARSEABLE | #BLOCKED |  | 0 | #DIVIDE BY ZERO | 0 | 0 | 0 | #DIVIDE BY ZERO | #DIVIDE BY ZERO
|  | 0 |  |  |  | SE-F29 Signal filter set -Signal filter: RJ-45 10Gbps x4, RJ-45 1Gbps filter x1, USB3.0 x2, USB2.0 x1 | A116.B170 (2 chambers) | [18 empty] | #DIVIDE BY ZERO |  | 0 | #DIVIDE BY ZERO | #UNPARSEABLE | #BLOCKED |  | 0 | #DIVIDE BY ZERO | 0 | 0 | 0 | #DIVIDE BY ZERO | #DIVIDE BY ZERO
|  | 0 |  |  |  | SE-F29 Signal filter set -Signal filter: RJ-45 10Gbps x6, RJ-45 1Gbps filter x1, USB3.0 x2, USB2.0 x1 | A116.B171 (3 chambers) | [18 empty] | #DIVIDE BY ZERO |  | 0 | #DIVIDE BY ZERO | #UNPARSEABLE | #BLOCKED |  | 0 | #DIVIDE BY ZERO | 0 | 0 | 0 | #DIVIDE BY ZERO | #DIVIDE BY ZERO
5-報價 |  | 7 | F |  | A116.PONN | A6 RF Hardware System | A116.C | 2 |  |  |  |  | 3000 | 250 | [9 empty] | 250 | 3000 | 100% |  | -250 | #DIVIDE BY ZERO | #UNPARSEABLE | #BLOCKED |  | -8.3333 | #DIVIDE BY ZERO | 0 | 0 | 0 | #DIVIDE BY ZERO | #DIVIDE BY ZERO
3-量產 |  | 4 | R |  | A116.C | AT Measurement Antenna | A116.C01 | 2.5 | [17 empty] | #DIVIDE BY ZERO |  | 0 | #DIVIDE BY ZERO | #UNPARSEABLE | #BLOCKED |  | 0 | #DIVIDE BY ZERO | 0 | 0 | 0 | #DIVIDE BY ZERO | #DIVIDE BY ZERO
|  | 0 | A |  | A116.C01 | AT-H22 Dual Polarization Horn Antenna -Antenna frequency: 0.65 - 8.5GHz -Antenna gain: 10dBi (Typical) -Polarization: Dual linear polarization -Polarization isolation: > 20dB -Power handling: Max. 50 Watt CW -Antenna aperture size: 310mm | A116.C010 | 3 |  |  |  | 1 |  | 84 | [8 empty] | AINFO LB-OSJ-07100 低頻很緊繃 高頻因為特性不優,故只用到8.5G | 84 |  | #DIVIDE BY ZERO |  | -84 | #DIVIDE BY ZERO | #UNPARSEABLE | #BLOCKED |  | -2.8 | #DIVIDE BY ZERO | 0 | 0 | 0 | #DIVIDE BY ZERO | #DIVIDE BY ZERO
|  | 0 | A |  | A116.C01 | AT-H23 Dual Polarization Horn Antenna -Antenna frequency: 0.65 - 13.0GHz -Antenna gain: 12dBi (Typical) -Polarization: Dual linear polarization -Polarization isolation: > 20dB -Power handling: Max. 50 Watt CW -Antenna aperture size: 270mm | A116.C011 | 3 |  |  |  | 1 |  | 92.05 | [8 empty] | AINFO LB-OSJ-07120 低頻緊繃 高頻超頻使用 | 92.05 |  | #DIVIDE BY ZERO |  | -92.05 | #DIVIDE BY ZERO | #UNPARSEABLE | #BLOCKED |  | -3.0683 | #DIVIDE BY ZERO | 0 | 0 | 0 | #DIVIDE BY ZERO | #DIVIDE BY ZERO
|  | 0 | A |  | A116.C01 | AT-H23 Dual Polarization Horn Antenna -Antenna frequency: 2.0 - 18.0 GHz -Antenna gain: 13 dBi (Typical) -Polarization: Dual linear polarization -Polarization isolation: > 20 dB -Power handling: Max. 50 Watt CW -Antenna aperture size: 140mm | A116.C012 | 3 |  |  |  | 1 |  | 92.05 | [8 empty] | AINFO LB-OSJ-07120 低頻緊繃 高頻超頻使用 | 92.05 |  | #DIVIDE BY ZERO |  | -92.05 | #DIVIDE BY ZERO | #UNPARSEABLE | #BLOCKED |  | -3.0683 | #DIVIDE BY ZERO | 0 | 0 | 0 | #DIVIDE BY ZERO | #DIVIDE BY ZERO
1-評估 |  | 0 |  |  |  | AT-L21 Dual Polarization Logarithmic Periodic Antenna -Freq. Range: 130 - 700 MHz -Gain: 4 dBi Typ. -Polarization: Linear | [19 empty] | #DIVIDE BY ZERO |  | 0 | #DIVIDE BY ZERO | #UNPARSEABLE | #BLOCKED |  | 0 | #DIVIDE BY ZERO | 0 | 0 | 0 | #DIVIDE BY ZERO | #DIVIDE BY ZERO
3-量產 |  | 15 |  |  | A116.C | FM Measurement System Switching Box | A116.C11 | 2.5 | [17 empty] | #DIVIDE BY ZERO |  | 0 | #DIVIDE BY ZERO | #UNPARSEABLE | #BLOCKED |  | 0 | #DIVIDE BY ZERO | 0 | 0 | 0 | #DIVIDE BY ZERO | #DIVIDE BY ZERO
|  | 0 | A |  | A116.C01 | FM-S13-E Measurement Switching System with DRE (A6/ A8)(Passive 8 GHz) -Passive for 2 port VNA -Frequency: 0.5 - 18GHz -RF Cables: up to 18GHz -Rotary Joint included -DRE-Dynamic range extender for Passive -Passive golden sample: 0.65 - 8.5GHz | A116-C110.(A6/ A8)(Passive 8 GHz) | 3 | 硬體成本10% |  |  | 1 |  | 236.9931 | [8 empty] | M3 | 236.9931 |  | #DIVIDE BY ZERO |  | -236.9931 | #DIVIDE BY ZERO | #UNPARSEABLE | #BLOCKED |  | -7.8998 | #DIVIDE BY ZERO | 0 | 0 | 0 | #DIVIDE BY ZERO | #DIVIDE BY ZERO
|  | 0 | A |  | A116.C01 | FM-S13-E Measurement Switching System (A6/ A8)(Passive 8 GHz)/ (Cellular) -Passive for 2 port VNA -Active for Cellular TRP / TIS -Frequency: 0.5 - 18GHz -RF Cables: up to 18GHz -Rotary Joint included -DRE-Dynamic range extender for Passive -Passive golden sample: 0.65 - 8.5GHz | A116-C111(A6/ A8)(Passive 8 GHz)/ (Cellular) | 3 |  |  |  | 1 |  | 282.1631 | [9 empty] | 282.1631 |  | #DIVIDE BY ZERO |  | -282.1631 | #DIVIDE BY ZERO | #UNPARSEABLE | #BLOCKED |  | -9.4054 | #DIVIDE BY ZERO | 0 | 0 | 0 | #DIVIDE BY ZERO | #DIVIDE BY ZERO
|  | 0 | A |  | A116.C01 | FM-S13-E Measurement Switching System (A6/ A8)(Passive 8 GHz)/ (Cellular)/ (BT/Wi-Fi) -Passive for 2 port VNA -Active for Cellular TRP / TIS -Active for Bluetooth / Wi-Fi -Frequency: 0.5 - 18GHz -RF Cables: up to 18GHz -Rotary Joint included -DRE-Dynamic range extender for Passive -DRE-Dynamic range extender (Frequency: 0.5 - 8GHz) for Bluetooth / Wi-Fi -Passive golden sample: 0.65 - 8.5GHz | A116-C112(A6/ A8)(Passive 8 GHz)/ (Cellular)/ (BT/Wi-Fi) | 3 |  |  |  | 1 |  | 405.535 | [9 empty] | 405.535 |  | #DIVIDE BY ZERO |  | -405.535 | #DIVIDE BY ZERO | #UNPARSEABLE | #BLOCKED |  | -13.5178 | #DIVIDE BY ZERO | 0 | 0 | 0 | #DIVIDE BY ZERO | #DIVIDE BY ZERO
|  | 0 | A |  | A116.C01 | FM-S13-E Measurement Switching System (A6/ A8)(Passive 8 GHz)/ (Cellular)/ (BT/Wi-Fi)/ (5GNR FR1) -Passive for 2 port VNA -Active for Cellular TRP / TIS -Active for Bluetooth / Wi-Fi -Frequency: 0.5 - 18GHz -RF Cables: up to 18GHz -Rotary Joint included -DRE-Dynamic range extender for Passive -DRE-Dynamic range extender (Frequency: 0.5 - 8GHz) for Bluetooth / Wi-Fi / 5GNR FR1 -Passive golden sample: 0.65 - 8.5GHz | A116-C113(A6/ A8)(Passive 8 GHz)/ (Cellular)/ (BT/Wi-Fi)/ (5GNR FR1) | 3 |  |  |  | 1 |  | 392.735 | [9 empty] | 392.735 |  | #DIVIDE BY ZERO |  | -392.735 | #DIVIDE BY ZERO | #UNPARSEABLE | #BLOCKED |  | -13.0912 | #DIVIDE BY ZERO | 0 | 0 | 0 | #DIVIDE BY ZERO | #DIVIDE BY ZERO
|  | 0 | A |  | A116.C01 | FM-S13-E Measurement Switching System with DRE (A6/ A8)(4 port Passive 8 GHz) -Passive for 4 port VNA -Frequency: 0.5 - 18GHz -RF Cables: up to 18GHz -Rotary Joint included -DRE-Dynamic range extender for Passive -Passive golden sample: 0.65 - 8.5GHz | A116.C114- (A6/ A8)(4 port Passive 8 GHz) | 3 |  |  |  | 1 |  | 392.735 | [9 empty] | 392.735 |  | #DIVIDE BY ZERO |  | -392.735 | #DIVIDE BY ZERO | #UNPARSEABLE | #BLOCKED |  | -13.0912 | #DIVIDE BY ZERO | 0 | 0 | 0 | #DIVIDE BY ZERO | #DIVIDE BY ZERO
|  | 0 |  |  | A116.C01 | FM-S3 Wi-Fi Throughput Measurement System (for 4x4 AP) -4 channel RF path -RF Cables: up to 18 GHz | A116.C116- (4TP) | [18 empty] | #DIVIDE BY ZERO |  | 0 | #DIVIDE BY ZERO | #UNPARSEABLE | #BLOCKED |  | 0 | #DIVIDE BY ZERO | 0 | 0 | 0 | #DIVIDE BY ZERO | #DIVIDE BY ZERO
|  | 0 |  |  |  | FM-S3 Wi-Fi Throughput Measurement System (for 8x8 AP) -8 channel RF path -RF Cables: up to 18 GHz | A116.C117- (8TP) | [18 empty] | #DIVIDE BY ZERO |  | 0 | #DIVIDE BY ZERO | #UNPARSEABLE | #BLOCKED |  | 0 | #DIVIDE BY ZERO | 0 | 0 | 0 | #DIVIDE BY ZERO | #DIVIDE BY ZERO
|  | 0 |  |  | A116.C01 | FM-S3 Wi-Fi Throughput Measurement System (for 4x4 AP) -4 channel RF path with bulter matrix -RF Cables: up to 18 GHz -4X4 bulter matrix VSWR: 1.6 Insertion loss: 8 dB | A116.C118- (4TP) (Bulter matrix) | [18 empty] | #DIVIDE BY ZERO |  | 0 | #DIVIDE BY ZERO | #UNPARSEABLE | #BLOCKED |  | 0 | #DIVIDE BY ZERO | 0 | 0 | 0 | #DIVIDE BY ZERO | #DIVIDE BY ZERO
|  | 0 |  |  |  | FM-S3 Wi-Fi Throughput Measurement System (for 8x8 AP) -8 channel RF path with bulter matrix -RF Cables: up to 18 GHz -4X4 bulter matrix VSWR: 1.6 Insertion loss: 8 dB | A116.C119- (8TP) (Bulter matrix) | [18 empty] | #DIVIDE BY ZERO |  | 0 | #DIVIDE BY ZERO | #UNPARSEABLE | #BLOCKED |  | 0 | #DIVIDE BY ZERO | 0 | 0 | 0 | #DIVIDE BY ZERO | #DIVIDE BY ZERO
1-評估 |  | 0 |  |  |  | FM-S18-E Measurement Switching (Passive 8 GHz) (本來沒有Passive,例如ETS系統) -Passive for 2 port VNA -Frequency: 0.5 - 18GHz -RF Cables: up to 18GHz -Rotary Joint included -DRE-Dynamic range extender for Passive -Passive golden sample: 0.65 - 8.5GHz | [19 empty] | #DIVIDE BY ZERO |  | 0 | #DIVIDE BY ZERO | #UNPARSEABLE | #BLOCKED |  | 0 | #DIVIDE BY ZERO | 0 | 0 | 0 | #DIVIDE BY ZERO | #DIVIDE BY ZERO
1-評估 |  | 0 |  |  |  | FM-S18-E Dynamic Range Extender for Passive (原本有Passive, 升級到7.125, 最多到18GHz) -FM-P22 Low Noise Amplifier -Frequency: 0.65 - 18GHz -Gain: 28dB typical (20dB @ 0.65GHz) -P1dB: 10dBm -Noise Figure: 2.8dB -Support passive for 2 port VNA -RF Cables: Connect from NA to switching box via LNA | [19 empty] | #DIVIDE BY ZERO |  | 0 | #DIVIDE BY ZERO | #UNPARSEABLE | #BLOCKED |  | 0 | #DIVIDE BY ZERO | 0 | 0 | 0 | #DIVIDE BY ZERO | #DIVIDE BY ZERO
1-評估 |  | 0 |  |  |  | FM-S18-E Measurement Switching (upgrade to cellular)(單純只有升級主動Cellular, Passive不動維持沿用既有的硬體) -Active for Cellular TRP / TIS -Frequency: 0.5 - 18GHz -RF Cables: up to 18GHz | [19 empty] | #DIVIDE BY ZERO |  | 0 | #DIVIDE BY ZERO | #UNPARSEABLE | #BLOCKED |  | 0 | #DIVIDE BY ZERO | 0 | 0 | 0 | #DIVIDE BY ZERO | #DIVIDE BY ZERO
1-評估 |  | 0 |  |  |  | FM-S18-E Measurement Switching (upgrade to BT/Wi-Fi)(單純只有升級BT/Wi-Fi, Cellular和Passive不動維持沿用既有的硬體)(本身必須有OTA主動) -Active for Bluetooth / Wi-Fi -Frequency: 0.5 - 8GHz -RF Cables: up to 18GHz -DRE-Dynamic range extender for Bluetooth / Wi-Fi | [19 empty] | #DIVIDE BY ZERO |  | 0 | #DIVIDE BY ZERO | #UNPARSEABLE | #BLOCKED |  | 0 | #DIVIDE BY ZERO | 0 | 0 | 0 | #DIVIDE BY ZERO | #DIVIDE BY ZERO
1-評估 |  | 0 |  |  |  | FM-S18-E Measurement Switching (upgrade to FR1 OTA)(單純只有升級FR1 OTA,其餘都不動維持沿用既有的硬體)(本身必須有OTA主動) -Active for FR1 TRP / TIS -Frequency: 0.5 - 8GHz -RF Cables: up to 18GHz -DRE-Dynamic range extender for 5GNR FR1 | [19 empty] | #DIVIDE BY ZERO |  | 0 | #DIVIDE BY ZERO | #UNPARSEABLE | #BLOCKED |  | 0 | #DIVIDE BY ZERO | 0 | 0 | 0 | #DIVIDE BY ZERO | #DIVIDE BY ZERO
1-評估 |  | 0 |  |  |  | FM-S18-E Measurement Switching (upgrade to LTE CA OTA)(單純只有升級LTE CA OTA,其餘都不動維持沿用既有的硬體)(本身必須有LTE OTA主動) -Frequency: 0.5 - 6GHz -Support LTE up to 4 downlink carrier aggregation TRP (single uplink carrier) -Support LTE up to 4 downlink carrier aggregation TIS (single uplink carrier) | [19 empty] | #DIVIDE BY ZERO |  | 0 | #DIVIDE BY ZERO | #UNPARSEABLE | #BLOCKED |  | 0 | #DIVIDE BY ZERO | 0 | 0 | 0 | #DIVIDE BY ZERO | #DIVIDE BY ZERO
3-量產 |  | 1 |  |  | A116.C | Link antenna | A116.C07 | 2.5 | [17 empty] | #DIVIDE BY ZERO |  | 0 | #DIVIDE BY ZERO | #UNPARSEABLE | #BLOCKED |  | 0 | #DIVIDE BY ZERO | 0 | 0 | 0 | #DIVIDE BY ZERO | #DIVIDE BY ZERO
|  | 0 | A |  | A116.C01 | AT-P11 Planar Printed Antenna (Directional) -Antenna frequency: 0.45 - 8.5 GHz -Antenna gain: 6 dBi (Typical) -Polarization: Single circular polarization -Polarization isolation: > 20dB -Power handling: Max. 4 Watt CW -Antenna aperture size: 200mm | A116-C070 | 3 | 黃色線500cm |  |  | 1 |  | 7.7 | [8 empty] | Panel to 4G Link x1 Panel-TT | 7.7 |  | #DIVIDE BY ZERO |  | -7.7 | #DIVIDE BY ZERO | #UNPARSEABLE | #BLOCKED |  | -0.25667 | #DIVIDE BY ZERO | 0 | 0 | 0 | #DIVIDE BY ZERO | #DIVIDE BY ZERO
3-量產 |  | 4 | R |  | A116.C | Active Component | A116.C13 | 2.5 | [17 empty] | #DIVIDE BY ZERO |  | 0 | #DIVIDE BY ZERO | #UNPARSEABLE | #BLOCKED |  | 0 | #DIVIDE BY ZERO | 0 | 0 | 0 | #DIVIDE BY ZERO | #DIVIDE BY ZERO
|  | 0 | A |  | A116.C01 | FM-A11 Programming Attenuation System -Brand: Atenlab -Frequency: DC - 18.0 GHz -Channel: 4 -Attenuation range: 121 dB -Attenuation step: 1 dB -Insertion loss: 2.5 dB@6GHz -Connector: SMA | A116.C130-(4TP) | 3 |  |  |  | 1 |  | 200 | [8 empty] | A116.C131A116.C130-(4TP) | 200 |  | #DIVIDE BY ZERO |  | -200 | #DIVIDE BY ZERO | #UNPARSEABLE | #BLOCKED |  | -6.6667 | #DIVIDE BY ZERO | 0 | 0 | 0 | #DIVIDE BY ZERO | #DIVIDE BY ZERO
|  | 0 |  |  | A116.C01 | FM-A11 Programming Attenuation System -Brand: Atenlab -Frequency: DC - 18.0 GHz -Channel: 8 -Attenuation range: 121 dB -Attenuation step: 1 dB -Insertion loss: 2.5 dB@6GHz -Connector: SMA | A116.C131-(8TP) | [15 empty] | A116.C131-(8TP) |  |  | #DIVIDE BY ZERO |  | 0 | #DIVIDE BY ZERO | #UNPARSEABLE | #BLOCKED |  | 0 | #DIVIDE BY ZERO | 0 | 0 | 0 | #DIVIDE BY ZERO | #DIVIDE BY ZERO
|  | 0 | A |  | A116.C01 | Access Point -Model: ASUS RT-AC66U -IEEE 802.11a/b/g/n/ac -2.4GHz 3x3 MIMO -5GHz 3x3 MIMO | A116.C132-(ASUS RT-AC66U) (TP)成本2，報價數量1 | 3 |  |  |  | 1 |  | 0 | [8 empty] | A116.C132-(ASUS RT-AC66U) (TP) | 0 |  | #DIVIDE BY ZERO |  | 0 | #DIVIDE BY ZERO | #UNPARSEABLE | #BLOCKED |  | 0 | #DIVIDE BY ZERO | 0 | 0 | 0 | #DIVIDE BY ZERO | #DIVIDE BY ZERO
|  | 0 | A |  | A116.C01 | Access Point -Model: ASUS GT-AXE11000 -IEEE 802.11a/b/g/n/ac/ax -2.4GHz 4x4 MIMO -5GHz 4x4 MIMO -6GHz 4x4 MIMO | A116.C133- (ASUS GT-AXE11000) (TP)成本2，報價數量1 | 3 |  |  |  | 1 |  | 0 | [8 empty] | A116.C133- (ASUS GT-AXE11000) (TP) | 0 |  | #DIVIDE BY ZERO |  | 0 | #DIVIDE BY ZERO | #UNPARSEABLE | #BLOCKED |  | 0 | #DIVIDE BY ZERO | 0 | 0 | 0 | #DIVIDE BY ZERO | #DIVIDE BY ZERO
3-量產 |  | 1 | R |  | A116.C | AT-H14 Single Polarization Broadband Horn Horn Antenna (ISO-17025) | A116.C21 | 2.5 | [17 empty] | #DIVIDE BY ZERO |  | 0 | #DIVIDE BY ZERO | #UNPARSEABLE | #BLOCKED |  | 0 | #DIVIDE BY ZERO | 0 | 0 | 0 | #DIVIDE BY ZERO | #DIVIDE BY ZERO
|  | 0 | A |  | A116.C01 | AT-H14 Single Polarization Broadband Horn Horn Antenna -Antenna frequency: 0.7 - 18.0 GHz -Antenna gain: 12 dBi (Typical) -Polarization: Single linear polarization -Power handling: Max. 50 Watt CW -Antenna aperture size: 250mm | A116.C210 | 3 |  |  |  | 1 |  | 30 | [8 empty] | A116.C131A116.C130-(4TP) | 30 |  | #DIVIDE BY ZERO |  | -30 | #DIVIDE BY ZERO | #UNPARSEABLE | #BLOCKED |  | -1 | #DIVIDE BY ZERO | 0 | 0 | 0 | #DIVIDE BY ZERO | #DIVIDE BY ZERO
1-評估 | [5 empty] | AT-S11 Antenna report -Test report without TAF logo | A116.C211 |  |  |  | AT-S11 Antenna report -Test report without TAF logo
1-評估 | [5 empty] | AT-S21 TAF 17025 antenna report -Test report with TAF logo -26.5 - 40 GHz | A116.C212 |  |  |  | AT-S21 TAF 17025 antenna report -Test report with TAF logo -26.5 - 40 GHz
3-量產 |  | 3 | R |  | A116.C | Horizontal Arch Array Antenna | A116.C33 | 2.5 | [17 empty] | #DIVIDE BY ZERO |  | 0 | #DIVIDE BY ZERO | #UNPARSEABLE | #BLOCKED |  | 0 | #DIVIDE BY ZERO | 0 | 0 | 0 | #DIVIDE BY ZERO | #DIVIDE BY ZERO
|  | 0 | A |  | A116.C01 | AT-V21 Dual polarization Vivaldi Antenna -Antenna frequency: 0.68 - 8.0 GHz -Antenna gain: 6 dBi (Typical) -Polarization: Dual linear polarization -Polarization isolation: > 20dB -Power handling: Max. 4 Watt CW -Antenna aperture size: 210mm | A116.C330 | 3 |  |  |  | 1 |  | 30 | [8 empty] | A116.C131A116.C130-(4TP) | 30 |  | #DIVIDE BY ZERO |  | -30 | #DIVIDE BY ZERO | #UNPARSEABLE | #BLOCKED |  | -1 | #DIVIDE BY ZERO | 0 | 0 | 0 | #DIVIDE BY ZERO | #DIVIDE BY ZERO
|  | 0 |  |  |  | AT-D21 Sleeve Monopole Antenna -Antenna frequency: 2.4 - 2.5 GHz/ 5.0 - 7.125 GHz -Antenna gain: 3 dBi (Typical ) -VSWR: 3.5 Max. -Power handling: Max. 5 Watt CW -Connector: SMA plug (male pin) -Length: 135.7 mm | A116.C331 | [18 empty] | #DIVIDE BY ZERO |  | 0 | #DIVIDE BY ZERO | #UNPARSEABLE | #BLOCKED |  | 0 | #DIVIDE BY ZERO | 0 | 0 | 0 | #DIVIDE BY ZERO | #DIVIDE BY ZERO
|  | 0 |  |  |  | AT-H23 Dual Polarization Horn Antenna -Antenna frequency: 2.0 - 18.0 GHz -Antenna gain: 13 dBi (Typical) -Polarization: Dual linear polarization -Polarization isolation: > 20 dB -Power handling: Max. 50 Watt CW -Antenna aperture size: 140mm | A116.C332 | [18 empty] | #DIVIDE BY ZERO |  | 0 | #DIVIDE BY ZERO | #UNPARSEABLE | #BLOCKED |  | 0 | #DIVIDE BY ZERO | 0 | 0 | 0 | #DIVIDE BY ZERO | #DIVIDE BY ZERO
3-量產 |  | 4 | R |  | A116.C | RF Unit Replacement | A116.C9 | 2.5 | [17 empty] | #DIVIDE BY ZERO |  | 0 | #DIVIDE BY ZERO | #UNPARSEABLE | #BLOCKED |  | 0 | #DIVIDE BY ZERO | 0 | 0 | 0 | #DIVIDE BY ZERO | #DIVIDE BY ZERO
|  | 0 |  |  |  | RF Cable | A116.C91 | [18 empty] | #DIVIDE BY ZERO |  | 0 | #DIVIDE BY ZERO | #UNPARSEABLE | #BLOCKED |  | 0 | #DIVIDE BY ZERO | 0 | 0 | 0 | #DIVIDE BY ZERO | #DIVIDE BY ZERO
|  | 0 |  |  |  | RF Adaptor | A116.C92 | [18 empty] | #DIVIDE BY ZERO |  | 0 | #DIVIDE BY ZERO | #UNPARSEABLE | #BLOCKED |  | 0 | #DIVIDE BY ZERO | 0 | 0 | 0 | #DIVIDE BY ZERO | #DIVIDE BY ZERO
|  | 1 |  |  |  | Rotary Joint | A116.C93 | [18 empty] | #DIVIDE BY ZERO |  | 0 | #DIVIDE BY ZERO | #UNPARSEABLE | #BLOCKED |  | 0 | #DIVIDE BY ZERO | 0 | 0 | 0 | #DIVIDE BY ZERO | #DIVIDE BY ZERO
|  | 0 |  |  |  | FM-C31 RF Rotary Joint -Frequency: DC - 18GHz -Features: Straight -Connector: SMA (F) - SMA (F) | A116.C931 | [18 empty] | #DIVIDE BY ZERO |  | 0 | #DIVIDE BY ZERO | #UNPARSEABLE | #BLOCKED |  | 0 | #DIVIDE BY ZERO | 0 | 0 | 0 | #DIVIDE BY ZERO | #DIVIDE BY ZERO
|  | 3 |  |  |  | Switching Box | A116.C94 | [18 empty] | #DIVIDE BY ZERO |  | 0 | #DIVIDE BY ZERO | #UNPARSEABLE | #BLOCKED |  | 0 | #DIVIDE BY ZERO | 0 | 0 | 0 | #DIVIDE BY ZERO | #DIVIDE BY ZERO
|  | 0 |  |  |  | FM-C21 RF In Series Adaptor -Frequency: DC - 18GHz -Features: Bulkhead -Connector: SMA (F) - SMA (F) | [19 empty] | #DIVIDE BY ZERO |  | 0 | #DIVIDE BY ZERO | #UNPARSEABLE | #BLOCKED |  | 0 | #DIVIDE BY ZERO | 0 | 0 | 0 | #DIVIDE BY ZERO | #DIVIDE BY ZERO
|  | 0 |  |  |  | FM-C4 RF Switching Box -Passive for 2 port VNA -Active for Cellular TRP / TIS -Frequency: 0.5 - 18GHz | [19 empty] | #DIVIDE BY ZERO |  | 0 | #DIVIDE BY ZERO | #UNPARSEABLE | #BLOCKED |  | 0 | #DIVIDE BY ZERO | 0 | 0 | 0 | #DIVIDE BY ZERO | #DIVIDE BY ZERO
|  | 0 |  |  |  | FM-C4 RF Switching Box -Passive for 2 port VNA -Active for Cellular TRP / TIS -Active for Bluetooth / Wi-Fi -Frequency: 0.5 - 18GHz -DRE-Dynamic range extender (Frequency: 0.5 - 8GHz) for Bluetooth / Wi-Fi / 5GNR FR1 | [19 empty] | #DIVIDE BY ZERO |  | 0 | #DIVIDE BY ZERO | #UNPARSEABLE | #BLOCKED |  | 0 | #DIVIDE BY ZERO | 0 | 0 | 0 | #DIVIDE BY ZERO | #DIVIDE BY ZERO
5-報價 |  | 5 | F |  | A116.PONN | A6 Positioner & Control System | A116.E | 2 |  |  |  |  | 3000 | 450 | [9 empty] | 450 | 3000 | 100% |  | -450 | #DIVIDE BY ZERO | #UNPARSEABLE | #BLOCKED |  | -15 | #DIVIDE BY ZERO | 0 | 0 | 0 | #DIVIDE BY ZERO | #DIVIDE BY ZERO
3-量產 |  | 1 | A |  | A116.C | AE-T1 OTA 2D Positioner(TP) | A116.E02 | 2.5 | [17 empty] | #DIVIDE BY ZERO |  | 0 | #DIVIDE BY ZERO | #UNPARSEABLE | #BLOCKED |  | 0 | #DIVIDE BY ZERO | 0 | 0 | 0 | #DIVIDE BY ZERO | #DIVIDE BY ZERO
|  | 0 | A1 |  | A116.E02 | AE-T12 2D Performance Turntable (M-Class Standard) -Diameter : 0.2m -Max. loading: 30 Kg -Max. speed: 3 RPM -Resolution: 0.1° -Accuracy: ±0.5° -Travel: 0° - 360° -Power consumption: 200W | A116.E020 | 3 | [5 empty] | 341.3 | [9 empty] | 341.3 |  | #DIVIDE BY ZERO |  | -341.3 | #DIVIDE BY ZERO | #UNPARSEABLE | #BLOCKED |  | -11.3767 | #DIVIDE BY ZERO | 0 | 0 | 0 | #DIVIDE BY ZERO | #DIVIDE BY ZERO
3-量產 |  | 1 | A |  | A116.C | AE-T3 OTA 3D Turntable(OTA+TP) | A116.E03 | 2.5 | [17 empty] | #DIVIDE BY ZERO |  | 0 | #DIVIDE BY ZERO | #UNPARSEABLE | #BLOCKED |  | 0 | #DIVIDE BY ZERO | 0 | 0 | 0 | #DIVIDE BY ZERO | #DIVIDE BY ZERO
|  | 0 | A1 |  | A116.E02 | AE-T32 3D Performance Type Turntable -Motion: Roll/ Azimuth -Diameter : 1.2m -Max. vertical loading: 15Kg -Max. speed: 20 RPM (Roll) / 7 RPM (Azimuth) -Maximum torque: 8 N-m -Resolution: 0.1° -Encoder Accuracy: ±0.5° -Travel: 0° - 360° -Power: 220VAC -Power consumption: 700W -Adaptor platform | A116.E030 | 3 | [5 empty] | 341.3 | [9 empty] | 341.3 |  | #DIVIDE BY ZERO |  | -341.3 | #DIVIDE BY ZERO | #UNPARSEABLE | #BLOCKED |  | -11.3767 | #DIVIDE BY ZERO | 0 | 0 | 0 | #DIVIDE BY ZERO | #DIVIDE BY ZERO
3-量產 |  | 4 | R |  | #UNPARSEABLE | AE-T39 Fixtures | A116.E05 | 2.5 | [17 empty] | #DIVIDE BY ZERO |  | 0 | #DIVIDE BY ZERO | #UNPARSEABLE | #BLOCKED |  | 0 | #DIVIDE BY ZERO | 0 | 0 | 0 | #DIVIDE BY ZERO | #DIVIDE BY ZERO
|  | 0 |  |  |  | AE-T39 Flat Plate Fixture -Main material: FR4 -Plate size: 30cm -Max. vertical loading: 3Kg (no bending: 0.5kg) AE-T39 Handheld Device Fixture -Main material: FR4 -Max. vertical loading: 1Kg (no bending: 0.3kg) | A116.E050 | 3 | [5 empty] | 13.5 | [9 empty] | 13.5 |  | #DIVIDE BY ZERO |  | -13.5 | #DIVIDE BY ZERO | #UNPARSEABLE | #BLOCKED |  | -0.45 | #DIVIDE BY ZERO | 0 | 0 | 0 | #DIVIDE BY ZERO | #DIVIDE BY ZERO
|  | 0 |  |  |  | AE-T39 Laptop Fixture -Main material: POM -Plate size: Support 11" to 19" screen sized laptop -Max. vertical loading: 3Kg | A116.E051 | 3 | [5 empty] | 18 | [9 empty] | 18 |  | #DIVIDE BY ZERO |  | -18 | #DIVIDE BY ZERO | #UNPARSEABLE | #BLOCKED |  | -0.6 | #DIVIDE BY ZERO | 0 | 0 | 0 | #DIVIDE BY ZERO | #DIVIDE BY ZERO
|  | 0 |  |  |  | AE-T39 Head Phantom Fixture -Main material: FR4 -Compatibility: SPEAG SAM head phantom V4.5 | A116.E052 | 3 | [5 empty] | 10 | [9 empty] | 10 |  | #DIVIDE BY ZERO |  | -10 | #DIVIDE BY ZERO | #UNPARSEABLE | #BLOCKED |  | -0.33333 | #DIVIDE BY ZERO | 0 | 0 | 0 | #DIVIDE BY ZERO | #DIVIDE BY ZERO
|  | 0 |  |  |  | AE-T39 Hands\Wrist\Forearm Fixture -Main material: FR4 -Compatibility: SPEAG SHO Fixture X Version 5 | A116.E053 | 3 | [5 empty] | 10 | [9 empty] | 10 |  | #DIVIDE BY ZERO |  | -10 | #DIVIDE BY ZERO | #UNPARSEABLE | #BLOCKED |  | -0.33333 | #DIVIDE BY ZERO | 0 | 0 | 0 | #DIVIDE BY ZERO | #DIVIDE BY ZERO
3-量產 |  | 3 | R |  | #UNPARSEABLE | AE-C1 Desktop IPC Controller | A116.E21 | 2.5 | [17 empty] | #DIVIDE BY ZERO |  | 0 | #DIVIDE BY ZERO | #UNPARSEABLE | #BLOCKED |  | 0 | #DIVIDE BY ZERO | 0 | 0 | 0 | #DIVIDE BY ZERO | #DIVIDE BY ZERO
|  | 0 | A |  | #UNPARSEABLE | AE-C11 Desktop IPC Controller & OS -CPU: Intel Core i5 Processor -OS: Windows 10 Enterprise 64 bit -Microsoft Excel -24" Monitor -Mouse + keyboard -GPIB card -19" Standard 41U rack | A116.E210(OTA) | 3 | #UNPARSEABLE |  |  | 1 |  | 79.09 | [8 empty] | #UNPARSEABLE | 79.09 |  | #DIVIDE BY ZERO |  | -79.09 | #DIVIDE BY ZERO | #UNPARSEABLE | #BLOCKED |  | -2.6363 | #DIVIDE BY ZERO | 0 | 0 | 0 | #DIVIDE BY ZERO | #DIVIDE BY ZERO
|  | 0 | A |  | #UNPARSEABLE | AE-C11 Desktop IPC Controller & OS -CPU: Intel ® Core ™ i9-10900X 3.7GHz -OS: Windows 10 Enterprise 64 bit -Microsoft Excel -24" Monitor -Mouse + keyboard -GPIB card -19" Standard 25U rack | A116.E211(OTA+TP) | 3 | #UNPARSEABLE |  |  | 1 |  | 79.09 | [8 empty] | #UNPARSEABLE | 79.09 |  | #DIVIDE BY ZERO |  | -79.09 | #DIVIDE BY ZERO | #UNPARSEABLE | #BLOCKED |  | -2.6363 | #DIVIDE BY ZERO | 0 | 0 | 0 | #DIVIDE BY ZERO | #DIVIDE BY ZERO
|  | 0 | A |  | #UNPARSEABLE | AE-C11 Desktop IPC Controller & OS -CPU: Intel ® Core ™ i9-10900X 3.7GHz -OS: Windows 10 Enterprise 64 bit -Microsoft Excel -24" Monitor -Mouse + keyboard -19" Standard 25U rack | A116.E212(TP) | 3 | #UNPARSEABLE |  |  | 1 |  | 79.09 | [8 empty] | #UNPARSEABLE | 79.09 |  | #DIVIDE BY ZERO |  | -79.09 | #DIVIDE BY ZERO | #UNPARSEABLE | #BLOCKED |  | -2.6363 | #DIVIDE BY ZERO | 0 | 0 | 0 | #DIVIDE BY ZERO | #DIVIDE BY ZERO
1-評估 |  | Y |  |  | #UNPARSEABLE | AE-T6 Manually Antenna Tower | A116.E37 | 3
1-評估 |  | 0 | A1 |  | A116.E02 | AE-T62 Manually Antenna Tower -Height adjustable range: 1 - 1.8m -Total mast height: 2.0m -Max. loading: 8 Kg -Capacity: Single directional antenna -Antenna polarization switching: Manually | A116.E371 | [6 empty] | 2.2 | [8 empty] | 500M很差 建議從700M開始寫 動態延伸範圍放大器 | 2.2 |  | #DIVIDE BY ZERO |  | -2.2 | #DIVIDE BY ZERO | #UNPARSEABLE | #BLOCKED |  | -0.073333 | #DIVIDE BY ZERO | 0 | 0 | 0 | #DIVIDE BY ZERO | #DIVIDE BY ZERO
5-報價 |  | 4 | F |  | A116.PONN | A6 Measurement Software | A116.S | 2 |  |  |  |  | 1000 | 20 | [9 empty] | 20 | 1000 | 100% |  | -20 | #DIVIDE BY ZERO | #UNPARSEABLE | #BLOCKED |  | -0.66667 | #DIVIDE BY ZERO | 0 | 0 | 0 | #DIVIDE BY ZERO | #DIVIDE BY ZERO
3-量產 |  | 2 | R |  | #UNPARSEABLE | Maxwell OTA Software MWT | A116.S36 | 2.5 | [17 empty] | #DIVIDE BY ZERO |  | 0 | #DIVIDE BY ZERO | #UNPARSEABLE | #BLOCKED |  | 0 | #DIVIDE BY ZERO | 0 | 0 | 0 | #DIVIDE BY ZERO | #DIVIDE BY ZERO
|  | 0 |  |  | #UNPARSEABLE | MWT Maxwell Throughput Software -Measurement base on IxChariot -IxChariot application program and license are excluded | A116.S360 | 3 |  |  |  | 1 |  |  | 100000 | [10 empty] | #DIVIDE BY ZERO |  | 0 | #DIVIDE BY ZERO | #UNPARSEABLE | #BLOCKED |  | 0 | #DIVIDE BY ZERO | 0 | 0 | 0 | #DIVIDE BY ZERO | #DIVIDE BY ZERO
|  | 0 |  |  | #UNPARSEABLE | MWT Maxwell Throughput Software -Measurement base on iPerf -iPerf appliction and license are excluded | A116.S361 | 3 |  |  |  | 1 |  |  | 100000 | [10 empty] | #DIVIDE BY ZERO |  | 0 | #DIVIDE BY ZERO | #UNPARSEABLE | #BLOCKED |  | 0 | #DIVIDE BY ZERO | 0 | 0 | 0 | #DIVIDE BY ZERO | #DIVIDE BY ZERO
3-量產 |  | 6 | R |  | #UNPARSEABLE | MW4 Maxwell OTA | A116.S41 | 2.5 | [17 empty] | #DIVIDE BY ZERO |  | 0 | #DIVIDE BY ZERO | #UNPARSEABLE | #BLOCKED |  | 0 | #DIVIDE BY ZERO | 0 | 0 | 0 | #DIVIDE BY ZERO | #DIVIDE BY ZERO
|  | 0 |  |  | #UNPARSEABLE | Passive function -2D/3D Antenna measurement -Test result: Antenna efficiency, gain pattern, peak gain -Instrument: Consistent with the quotation -One license permits one model of network analyzer | A116.S410 | 3 |  |  |  | 1 | [13 empty] | #DIVIDE BY ZERO |  | 0 | #DIVIDE BY ZERO | #UNPARSEABLE | #BLOCKED |  | 0 | #DIVIDE BY ZERO | 0 | 0 | 0 | #DIVIDE BY ZERO | #DIVIDE BY ZERO
|  | 0 |  |  | #UNPARSEABLE | MW4 Maxwell OTA 2G Cellular Software -TRP/ TIS measurement -GSM -Instrument: Consistent with the quotation -One license permits one model of communication tester | A116.S411 | 3 |  |  |  | 1 | [13 empty] | #DIVIDE BY ZERO |  | 0 | #DIVIDE BY ZERO | #UNPARSEABLE | #BLOCKED |  | 0 | #DIVIDE BY ZERO | 0 | 0 | 0 | #DIVIDE BY ZERO | #DIVIDE BY ZERO
|  | 0 |  |  | #UNPARSEABLE | MW4 Maxwell OTA 3G Cellular Software -TRP/ TIS measurement -WCDMA -Instrument: Consistent with the quotation -One license permits one model of communication tester | A116.S412 | 3 |  |  |  | 1 | [13 empty] | #DIVIDE BY ZERO |  | 0 | #DIVIDE BY ZERO | #UNPARSEABLE | #BLOCKED |  | 0 | #DIVIDE BY ZERO | 0 | 0 | 0 | #DIVIDE BY ZERO | #DIVIDE BY ZERO
|  | 0 |  |  | #UNPARSEABLE | MW4 Maxwell OTA 4G Cellular Software -TRP/ TIS measurement -TDD-LTE/ FDD-LTE -Instrument: Consistent with the quotation -One license permits one model of communication tester | A116.S413 | 3 |  |  |  | 1 | [13 empty] | #DIVIDE BY ZERO |  | 0 | #DIVIDE BY ZERO | #UNPARSEABLE | #BLOCKED |  | 0 | #DIVIDE BY ZERO | 0 | 0 | 0 | #DIVIDE BY ZERO | #DIVIDE BY ZERO
2-開發 |  | 0 |  |  | #UNPARSEABLE | MW4 Maxwell OTA BT Software -TRP/ TIS measurement -Bluetooth OTA -Burst type: Bluetooth Basic Rate/ Enhanced Data Rate/ Low Energy -Instrument: Consistent with the quotation -One license permits one model of communication tester | A116.S414 | 3 |  |  |  | 1 | [13 empty] | #DIVIDE BY ZERO |  | 0 | #DIVIDE BY ZERO | #UNPARSEABLE | #BLOCKED |  | 0 | #DIVIDE BY ZERO | 0 | 0 | 0 | #DIVIDE BY ZERO | #DIVIDE BY ZERO
|  | 0 |  |  |  | MW4 Maxwell OTA Wi-Fi Software -TRP/ TIS measurement -Wi-Fi OTA -Standard: IEEE 802.11a/ b/ g/ n/ ac/ ax -Instrument: Consistent with the quotation -One license permits one model of communication tester | [19 empty] | #DIVIDE BY ZERO |  | 0 | #DIVIDE BY ZERO | #UNPARSEABLE | #BLOCKED |  | 0 | #DIVIDE BY ZERO | 0 | 0 | 0 | #DIVIDE BY ZERO | #DIVIDE BY ZERO
3-量產 |  | 8 | R |  | #UNPARSEABLE | MW OTA Advanced | A116.S41 | 2.5 | [17 empty] | #DIVIDE BY ZERO |  | 0 | #DIVIDE BY ZERO | #UNPARSEABLE | #BLOCKED |  | 0 | #DIVIDE BY ZERO | 0 | 0 | 0 | #DIVIDE BY ZERO | #DIVIDE BY ZERO
|  | 0 |  |  | #UNPARSEABLE | MW4 Maxwell OTA Passive Advanced Software -Axial ratio, ECC calculation -Instrument: Consistent with the quotation -One license permits one model of network analyzer | A116.S410 | 3 |  |  |  | 1 | [13 empty] | #DIVIDE BY ZERO |  | 0 | #DIVIDE BY ZERO | #UNPARSEABLE | #BLOCKED |  | 0 | #DIVIDE BY ZERO | 0 | 0 | 0 | #DIVIDE BY ZERO | #DIVIDE BY ZERO
|  | 0 |  |  | #UNPARSEABLE | MW4 Maxwell OTA 2G CDMA Software -TRP/ TIS measurement -CDMA -Instrument: Consistent with the quotation -One license permits one model of communication tester | A116.S410 | 3 |  |  |  | 1 | [13 empty] | #DIVIDE BY ZERO |  | 0 | #DIVIDE BY ZERO | #UNPARSEABLE | #BLOCKED |  | 0 | #DIVIDE BY ZERO | 0 | 0 | 0 | #DIVIDE BY ZERO | #DIVIDE BY ZERO
|  | 0 |  |  | #UNPARSEABLE | MW4 Maxwell OTA 3G TD-SCDMA Software -TRP/ TIS measurement -TD-SCDMA -Instrument: Consistent with the quotation -One license permits one model of communication tester | A116.S410 | 3 |  |  |  | 1 | [13 empty] | #DIVIDE BY ZERO |  | 0 | #DIVIDE BY ZERO | #UNPARSEABLE | #BLOCKED |  | 0 | #DIVIDE BY ZERO | 0 | 0 | 0 | #DIVIDE BY ZERO | #DIVIDE BY ZERO
|  | 0 |  |  | #UNPARSEABLE | MW4 Maxwell OTA Cellular Data Mode Software -TRP/ TIS measurement -GPRS/ EDGE/ 1xEV-DO/ HSDPA -Instrument: Consistent with the quotation -One license permits one model of communication tester | A116.S410 | 3 |  |  |  | 1 | [13 empty] | #DIVIDE BY ZERO |  | 0 | #DIVIDE BY ZERO | #UNPARSEABLE | #BLOCKED |  | 0 | #DIVIDE BY ZERO | 0 | 0 | 0 | #DIVIDE BY ZERO | #DIVIDE BY ZERO
|  | 0 |  |  | #UNPARSEABLE | MW4 Maxwell OTA 4G Cellular Software -TRP/ TIS measurement -TDD-LTE/ FDD-LTE -Instrument: Consistent with the quotation -One license permits one model of communication tester | A116.S410 | 3 |  |  |  | 1 | [13 empty] | #DIVIDE BY ZERO |  | 0 | #DIVIDE BY ZERO | #UNPARSEABLE | #BLOCKED |  | 0 | #DIVIDE BY ZERO | 0 | 0 | 0 | #DIVIDE BY ZERO | #DIVIDE BY ZERO
|  | 0 |  |  | #UNPARSEABLE | MW4 Maxwell OTA Cellular Advanced NB-IoT Software -TRP/ TIS measurement -NB-IoT -Instrument: Consistent with the quotation -One license permits one model of communication tester | A116.S410 | 3 |  |  |  | 1 | [13 empty] | #DIVIDE BY ZERO |  | 0 | #DIVIDE BY ZERO | #UNPARSEABLE | #BLOCKED |  | 0 | #DIVIDE BY ZERO | 0 | 0 | 0 | #DIVIDE BY ZERO | #DIVIDE BY ZERO
|  | 0 |  |  | #UNPARSEABLE | MW4 Maxwell OTA Cellular Advanced LTE-M Software -TRP/ TIS measurement -LTE-M -Instrument: Consistent with the quotation -One license permits one model of communication tester | A116.S410 | 3 |  |  |  | 1 | [13 empty] | #DIVIDE BY ZERO |  | 0 | #DIVIDE BY ZERO | #UNPARSEABLE | #BLOCKED |  | 0 | #DIVIDE BY ZERO | 0 | 0 | 0 | #DIVIDE BY ZERO | #DIVIDE BY ZERO
|  | 0 |  |  | #UNPARSEABLE | MW4 Maxwell OTA LTE SISO Carrier Aggregation Software -LTE CA 2 downlink carriers, 1 uplink carrier TRP measurements -LTE CA 3 downlink carriers, 1 uplink carrier TRP measurements -LTE CA 2 downlink carriers, 1 uplink carrier TIS measurements -LTE CA 3 downlink carriers, 1 uplink carrier TIS measurements -Instrument: Consistent with the quotation -One license permits one model of communication tester | A116.S410 | 3 |  |  |  | 1 | [13 empty] | #DIVIDE BY ZERO |  | 0 | #DIVIDE BY ZERO | #UNPARSEABLE | #BLOCKED |  | 0 | #DIVIDE BY ZERO | 0 | 0 | 0 | #DIVIDE BY ZERO | #DIVIDE BY ZERO
3-量產 |  | 2 | R |  | #UNPARSEABLE | Maxwell OTA Software 5GNR | A116.S42 | 2.5 | [17 empty] | #DIVIDE BY ZERO |  | 0 | #DIVIDE BY ZERO | #UNPARSEABLE | #BLOCKED |  | 0 | #DIVIDE BY ZERO | 0 | 0 | 0 | #DIVIDE BY ZERO | #DIVIDE BY ZERO
|  | 0 |  |  | #UNPARSEABLE | MW5 Maxwell OTA 5GNR FR1 Software -TRP/ TIS measurement -5GNR FR1 -Instrument: Consistent with the quotation -One license permits one model of equipment | A116.S420 | 3 |  |  |  | 1 | [13 empty] | #DIVIDE BY ZERO |  | 0 | #DIVIDE BY ZERO | #UNPARSEABLE | #BLOCKED |  | 0 | #DIVIDE BY ZERO | 0 | 0 | 0 | #DIVIDE BY ZERO | #DIVIDE BY ZERO
|  | 0 |  |  |  | MW5 Maxwell OTA 5GNR FR1 TP Software -Throughput measurement -5GNR FR1 -Instrument: Consistent with the quotation -One license permits one model of equipment | [19 empty] | #DIVIDE BY ZERO |  | 0 | #DIVIDE BY ZERO | #UNPARSEABLE | #BLOCKED |  | 0 | #DIVIDE BY ZERO | 0 | 0 | 0 | #DIVIDE BY ZERO | #DIVIDE BY ZERO
|  | 0 |  |  | A116.PONN | A6 Upgrade | A116.U | [18 empty] | #DIVIDE BY ZERO |  | 0 | #DIVIDE BY ZERO | #UNPARSEABLE | #BLOCKED |  | 0 | #DIVIDE BY ZERO | 0 | 0 | 0 | #DIVIDE BY ZERO | #DIVIDE BY ZERO
5-報價 |  | 8 | F |  | A116.PONN | A6 System Acceptance | A116.V | 2 |  |  |  |  | 50 | 20 | [9 empty] | 20 | 50 | 100% |  | -20 | #DIVIDE BY ZERO | #UNPARSEABLE | #BLOCKED |  | -0.66667 | #DIVIDE BY ZERO | 0 | 0 | 0 | #DIVIDE BY ZERO | #DIVIDE BY ZERO
3-量產 |  | 2 | R |  | A116.V | Hardware item check | A116.V01 | 2.5 | [17 empty] | #DIVIDE BY ZERO |  | 0 | #DIVIDE BY ZERO | #UNPARSEABLE | #BLOCKED |  | 0 | #DIVIDE BY ZERO | 0 | 0 | 0 | #DIVIDE BY ZERO | #DIVIDE BY ZERO
|  | 0 | A |  | A116.V01 | Hardware Item Check -Anechoic Chamber -RF Measurement -Positioner and control | A116.V010 | 3 |  |  |  | 1 |  | 2 | [9 empty] | 2 |  | #DIVIDE BY ZERO |  | -2 | #DIVIDE BY ZERO | #UNPARSEABLE | #BLOCKED |  | -0.066667 | #DIVIDE BY ZERO | 0 | 0 | 0 | #DIVIDE BY ZERO | #DIVIDE BY ZERO
1-評估 |  | 0 |  |  | #UNPARSEABLE | Hardware Item Check -Install completed -Function check | A116.V011 | [15 empty] | M3 |  |  | #DIVIDE BY ZERO |  | 0 | #DIVIDE BY ZERO | #UNPARSEABLE | #BLOCKED |  | 0 | #DIVIDE BY ZERO | 0 | 0 | 0 | #DIVIDE BY ZERO | #DIVIDE BY ZERO
3-量產 |  | 5 | R |  | A116.V | Shielding Effective | A116.V11 | 2.5 | [17 empty] | #DIVIDE BY ZERO |  | 0 | #DIVIDE BY ZERO | #UNPARSEABLE | #BLOCKED |  | 0 | #DIVIDE BY ZERO | 0 | 0 | 0 | #DIVIDE BY ZERO | #DIVIDE BY ZERO
|  | 0 | A |  | A116.V11 | Shielding Effective Testing 0.7 - 18 GHz -Isolation requirement: 0.7 - 18 GHz >100 dB -Test Frequency: 0.7 / 2.4 / 5.5 / 8 / 12 / 18 GHz -Operate the testing by Atenlab -Refer EN50147-1 standard | A116.V110 | 3 |  |  |  | 1 |  | 8 | [9 empty] | 8 |  | #DIVIDE BY ZERO |  | -8 | #DIVIDE BY ZERO | #UNPARSEABLE | #BLOCKED |  | -0.26667 | #DIVIDE BY ZERO | 0 | 0 | 0 | #DIVIDE BY ZERO | #DIVIDE BY ZERO
|  | 0 | A |  | A116.V11 | Shielding Effective Testing (3rd party) 0.03 - 18 GHz -Frequency: 0.03 - 18 GHz -Isolation requirement: >100 dB -Test Frequency: 0.03 / 0.7 / 2.4 / 5.5 / 12 / 18 GHz -To operate the testing by 3rd party -According EN50147-1 standard | A116.V111 | 3 |  |  |  | 1 |  | 85 | [9 empty] | 85 |  | #DIVIDE BY ZERO |  | -85 | #DIVIDE BY ZERO | #UNPARSEABLE | #BLOCKED |  | -2.8333 | #DIVIDE BY ZERO | 0 | 0 | 0 | #DIVIDE BY ZERO | #DIVIDE BY ZERO
|  | 0 | A |  | A116.V11 | Shielding Effective Testing (Oversea) 0.7 - 18 GHz -Isolation requirement: 0.7 - 18 GHz >100 dB -Test Frequency: 0.7 / 2.4 / 5.5 / 8 / 12 / 18 GHz -To operate the testing by 3rd party, the buyer will survey vendor and pay testing fee for shielding effective test. -Refer EN50147-1 standard | A116.V112 | 3 |  |  |  | 1 |  | 108 | [9 empty] | 108 |  | #DIVIDE BY ZERO |  | -108 | #DIVIDE BY ZERO | #UNPARSEABLE | #BLOCKED |  | -3.6 | #DIVIDE BY ZERO | 0 | 0 | 0 | #DIVIDE BY ZERO | #DIVIDE BY ZERO
1-評估 |  | 0 |  |  | #UNPARSEABLE | Shielding Effective Testing -Frequency: 0.45 - 18 GHz -Isolation requirement: Not guaranteed -Test Frequency: 0.45 / 2.4 / 5.5 / 8.0 / 12.0 / 18.0 GHz -Operate the testing by Atenlab -Refer EN50147-1 standard | A116.V113 | [15 empty] | M3 |  |  | #DIVIDE BY ZERO |  | 0 | #DIVIDE BY ZERO | #UNPARSEABLE | #BLOCKED |  | 0 | #DIVIDE BY ZERO | 0 | 0 | 0 | #DIVIDE BY ZERO | #DIVIDE BY ZERO
1-評估 |  | 0 |  |  | #UNPARSEABLE | Shielding Effective Testing -Frequency: 0.45 - 18 GHz -Isolation requirement: Batter than before -Test Frequency: 0.45 / 2.4 / 5.5 / 8.0 / 12.0 / 18.0 GHz -Operate the testing by Atenlab -Refer EN50147-1 standard | A116.V114 | [6 empty] | 780 | [8 empty] | M3 | 780 |  | #DIVIDE BY ZERO |  | -780 | #DIVIDE BY ZERO | #UNPARSEABLE | #BLOCKED |  | -26 | #DIVIDE BY ZERO | 0 | 0 | 0 | #DIVIDE BY ZERO | #DIVIDE BY ZERO
3-量產 |  | 3 | R |  | A116.V | Path Loss Calibration | A116.V21 | 2.5 | by Measurement Antenna | [16 empty] | #DIVIDE BY ZERO |  | 0 | #DIVIDE BY ZERO | #UNPARSEABLE | #BLOCKED |  | 0 | #DIVIDE BY ZERO | 0 | 0 | 0 | #DIVIDE BY ZERO | #DIVIDE BY ZERO
|  | 0 | A |  | A116.V21 | Path Loss Calibration -Passive path: 0.68 - 8 GHz -Calibration antenna: Horn antenna -According CTIA standard for range loss calibration | A116.V210 | 3 |  |  |  | 1 | 10 | 4 | [9 empty] | 4 | 10 | 100% |  | -4 | #DIVIDE BY ZERO | #UNPARSEABLE | #BLOCKED |  | -0.13333 | #DIVIDE BY ZERO | 0 | 0 | 0 | #DIVIDE BY ZERO | #DIVIDE BY ZERO
|  | 0 | A |  | A116.V21 | Path Loss Calibration 2G/ 3G/ 4G Cellular/ Cellular Data Mode/ Cellular Advanced -Cellular path: 0.68 - 6 GHz -Calibration antenna: Horn antenna -According CTIA standard for range loss calibration | A116.V211 | 3 |  |  |  | 1 | 10 | 4 | [8 empty] | P21107 建漢 | 4 | 10 | 100% |  | -4 | #DIVIDE BY ZERO | #UNPARSEABLE | #BLOCKED |  | -0.13333 | #DIVIDE BY ZERO | 0 | 0 | 0 | #DIVIDE BY ZERO | #DIVIDE BY ZERO
[6 empty] | Path Loss Calibration 5GNR FR1 -5GNR FR1 path: 0.68 - 6 GHz -Calibration antenna: Horn antenna -According CTIA standard for range loss calibration | A116.V212 | [6 empty] | 4
[6 empty] | Path Loss Calibration BT -BT OTA path: 2.4 - 2.5 GHz -Calibration antenna: Horn antenna -According CTIA standard for range loss calibration | A116.V213 | 3 |  |  |  | 1 | 10 | 4
|  | 0 | A |  | A116.V21 | Path Loss Calibration Wi-Fi -Wi-Fi OTA path: 2.4 - 2.5 GHz / 5.0 - 7.125 GHz -Calibration antenna: Horn antenna -According CTIA standard for range loss calibration | A116.V214 | 3 |  |  |  | 1 | 10 | 4 | [8 empty] | 21123 光寶(僅值確認) | 4 | 10 | 100% |  | -4 | #DIVIDE BY ZERO | #UNPARSEABLE | #BLOCKED |  | -0.13333 | #DIVIDE BY ZERO | 0 | 0 | 0 | #DIVIDE BY ZERO | #DIVIDE BY ZERO
3-量產 |  | 3 | R |  | A116.V | Path Loss Calibration Frequency extend | A116.V22 | 2.5 | by Measurement Antenna | [16 empty] | #DIVIDE BY ZERO |  | 0 | #DIVIDE BY ZERO | #UNPARSEABLE | #BLOCKED |  | 0 | #DIVIDE BY ZERO | 0 | 0 | 0 | #DIVIDE BY ZERO | #DIVIDE BY ZERO
|  | 0 | A |  | A116.V21 | Path Loss Calibration 6 - 13 (18) GHz -Passive path: 6 - 13 (18) GHz -Calibration antenna: Horn antenna -According CTIA standard for range loss calibration | A116.V220 | 3 |  |  |  | 1 | #BLOCKED | #BLOCKED | #BLOCKED | [8 empty] | #BLOCKED | #BLOCKED | #BLOCKED |  | #BLOCKED | #BLOCKED | #UNPARSEABLE | #BLOCKED |  | #BLOCKED | #BLOCKED | 0 | 0 | 0 | #DIVIDE BY ZERO | #DIVIDE BY ZERO
|  | 0 | A |  | A116.V21 | Path Loss Calibration 2 - 18 GHz -Frequency: 2 - 18 GHz -Calibration antenna: Horn antenna -According CTIA standard for range loss calibration -The part of frequency will be omitted if it is not available | A116.V221 | 3 |  |  |  | 1 | #BLOCKED | #BLOCKED | #BLOCKED | [8 empty] | #BLOCKED | #BLOCKED | #BLOCKED |  | #BLOCKED | #BLOCKED | #UNPARSEABLE | #BLOCKED |  | #BLOCKED | #BLOCKED | 0 | 0 | 0 | #DIVIDE BY ZERO | #DIVIDE BY ZERO
|  | 0 | A |  | A116.V21 | Path Loss Calibration 18 - 26.5 GHz -Frequency: 18 - 26.5 GHz -Calibration antenna: Horn antenna -According CTIA standard for range loss calibration -The part of frequency will be omitted if it is not available | A116.V222(需移除?) | 3 |  |  |  | 1 | #BLOCKED | #BLOCKED | #BLOCKED | [8 empty] | #BLOCKED | #BLOCKED | #BLOCKED |  | #BLOCKED | #BLOCKED | #UNPARSEABLE | #BLOCKED |  | #BLOCKED | #BLOCKED | 0 | 0 | 0 | #DIVIDE BY ZERO | #DIVIDE BY ZERO
3-量產 |  | 2 | R |  | A116.V | Path Loss Calibration additional | A116.V23 | 2.5 | by Measurement Antenna | [16 empty] | #DIVIDE BY ZERO |  | 0 | #DIVIDE BY ZERO | #UNPARSEABLE | #BLOCKED |  | 0 | #DIVIDE BY ZERO | 0 | 0 | 0 | #DIVIDE BY ZERO | #DIVIDE BY ZERO
|  | 0 | A |  | A116.V21 | Path Loss Calibration Wi-Fi Throughput -Wi-Fi Throughput path: 2.4 - 2.5 GHz / 5.0 - 7.125 GHz -Calibration antenna: Horn antenna -According CTIA standard for range loss calibration | A116.V230 | 3 |  |  |  | 1 | 10 | 4 | [9 empty] | 4 | 10 | 100% |  | -4 | #DIVIDE BY ZERO | #UNPARSEABLE | #BLOCKED |  | -0.13333 | #DIVIDE BY ZERO | 0 | 0 | 0 | #DIVIDE BY ZERO | #DIVIDE BY ZERO
|  | 0 | A |  | A116.V21 | Path Loss Calibration -LTE CA path: 0.68 - 6 GHz, according to the dipole antenna frequency -Calibration antenna: Sleeve dipole antenna -According CTIA standard for range loss calibration | A116.V231 | 3 |  |  |  | 1 | [13 empty] | #DIVIDE BY ZERO |  | 0 | #DIVIDE BY ZERO | #UNPARSEABLE | #BLOCKED |  | 0 | #DIVIDE BY ZERO | 0 | 0 | 0 | #DIVIDE BY ZERO | #DIVIDE BY ZERO
3-量產 |  | 5 | R |  | A116.V | Ripple Testing | A116.V31 | 2.5 | by Measurement Antenna | [16 empty] | #DIVIDE BY ZERO |  | 0 | #DIVIDE BY ZERO | #UNPARSEABLE | #BLOCKED |  | 0 | #DIVIDE BY ZERO | 0 | 0 | 0 | #DIVIDE BY ZERO | #DIVIDE BY ZERO
|  | 0 | A |  | A116.V31 | Quiet Zone Ripple Testing (A6 6/3/3)(A6 7/4/3)(A6 6/4/3) -Calibration Antenna: Sleeve dipole -Frequency: 0.836/ 1.88/ 2.45/ 5.5 GHz -Method: Phi 6 points and theta 7 points -Quiet zone scale: 50 cm in diameter -Requirement : SD < 0.8 -According CTIA standard for Ripple testing | A116.V310 | 3 |  |  |  | 1 |  | 16 | [8 empty] | P21107 建漢 | 16 |  | #DIVIDE BY ZERO |  | -16 | #DIVIDE BY ZERO | #UNPARSEABLE | #BLOCKED |  | -0.53333 | #DIVIDE BY ZERO | 0 | 0 | 0 | #DIVIDE BY ZERO | #DIVIDE BY ZERO
|  | 0 |  |  |  | Quiet Zone Ripple Testing (A6 customized)(A6 5/2.5/2.5) -Calibration Antenna: Sleeve dipole -Frequency: 0.836/ 1.88/ 2.45/ 5.5 GHz -Method: Phi 6 points and theta 7 points -Quiet zone scale: 50 cm in diameter -Requirement : SD < 1.0 -According CTIA standard for Ripple testing | A116.V311 | 3 |  |  |  | 1 |  | 16 | [9 empty] | 16 |  | #DIVIDE BY ZERO |  | -16 | #DIVIDE BY ZERO | #UNPARSEABLE | #BLOCKED |  | -0.53333 | #DIVIDE BY ZERO | 0 | 0 | 0 | #DIVIDE BY ZERO | #DIVIDE BY ZERO
1-評估 |  | 0 | A |  | A116.V31 | Quiet Zone Ripple Testing -Calibration Antenna: Sleeve dipole -Frequency: 0.836/ 1.88/ 2.45/ 5.5 GHz -Method: Phi 6 points -Quiet zone scale: 30 cm in diameter -Requirement : Not guaranteed -According CTIA standard for Ripple testing | A116.V312 | [6 empty] | 40 | [9 empty] | 40 |  | #DIVIDE BY ZERO |  | -40 | #DIVIDE BY ZERO | #UNPARSEABLE | #BLOCKED |  | -1.3333 | #DIVIDE BY ZERO | 0 | 0 | 0 | #DIVIDE BY ZERO | #DIVIDE BY ZERO
1-評估 |  | 0 | A |  | A116.V31 | Quiet Zone Ripple Testing -Calibration Antenna: Sleeve dipole -Frequency: 0.836/ 1.88/ 2.45/ 5.5 GHz -Method: Phi 6 points and theta 7 points -Quiet zone scale: 50 cm in diameter -Requirement : Not guaranteed -According CTIA standard for Ripple testing | A116.V313 | [6 empty] | 0.35 | [9 empty] | 0.35 |  | #DIVIDE BY ZERO |  | -0.35 | #DIVIDE BY ZERO | #UNPARSEABLE | #BLOCKED |  | -0.011667 | #DIVIDE BY ZERO | 0 | 0 | 0 | #DIVIDE BY ZERO | #DIVIDE BY ZERO
1-評估 |  | 0 | A |  | A116.V31 | Quiet Zone Ripple Testing -Calibration Antenna: Sleeve dipole -Frequency: 0.836/ 1.88/ 2.45/ 5.5 GHz -Method: Phi 6 points and theta 7 points -Quiet zone scale: 60 cm in diameter -Requirement : Not guaranteed -According CTIA standard for Ripple testing | A116.V314 | [18 empty] | #DIVIDE BY ZERO |  | 0 | #DIVIDE BY ZERO | #UNPARSEABLE | #BLOCKED |  | 0 | #DIVIDE BY ZERO | 0 | 0 | 0 | #DIVIDE BY ZERO | #DIVIDE BY ZERO
3-量產 |  | 7 | R |  | A116.V | Reliability testing | A116.V41 | 2.5 | [17 empty] | #DIVIDE BY ZERO |  | 0 | #DIVIDE BY ZERO | #UNPARSEABLE | #BLOCKED |  | 0 | #DIVIDE BY ZERO | 0 | 0 | 0 | #DIVIDE BY ZERO | #DIVIDE BY ZERO
|  | 0 |  |  |  | Reliability Testing Passive -Passive mode -The 3D antenna efficiency(%) result in standard deviation should be less than 10% -Use Atenlab golden sample, perform the 3D passive test in 10 times -During the test, the DUT should not removed (to avoid re-position error) -Performing 10 frequencies between the system operation frequency | A116.V410 | 3 | [5 empty] | 12 | [9 empty] | 12 |  | #DIVIDE BY ZERO |  | -12 | #DIVIDE BY ZERO | #UNPARSEABLE | #BLOCKED |  | -0.4 | #DIVIDE BY ZERO | 0 | 0 | 0 | #DIVIDE BY ZERO | #DIVIDE BY ZERO
|  | 0 |  |  |  | Reliability Testing -GSM/ CDMA/ WCDMA/ TD-SCDMA/ TDD-LTE/ FDD-LTE/ 5GNR FR1 -Cellular TRP: The 3D TRP(dBm) result in standard deviation should be less than 0.5 dBm Use Atenlab golden sample, perform the 3D TRP test in 5 times (30° angle step) Performing total 6 channels maximum Performing 1 modulation only -Cellular TIS: The 3D TIS(dBm) result in standard deviation should be less than 1 dBm Use Atenlab golden sample, perform the 3D TRP test in 5 times (45° angle step) Performing total 2 channels maximum Performing 1 modulation only -During the test, the DUT should not removed (to avoid re-position error) | A116.V411 | 3 | [5 empty] | 63 | [9 empty] | 63 |  | #DIVIDE BY ZERO |  | -63 | #DIVIDE BY ZERO | #UNPARSEABLE | #BLOCKED |  | -2.1 | #DIVIDE BY ZERO | 0 | 0 | 0 | #DIVIDE BY ZERO | #DIVIDE BY ZERO
|  | 0 | A |  | A116.V41 | Software function check -BT OTA/ Wi-Fi OTA/ LTE-M/ NB-IoT/ LTE CA/ GPRS/ EDGE/ 1xEV-DO/ HSDPA -Perform the TRP test, the test result export successfully -Perform the TIS test, the test result export successfully -Test modulation (mode) consistent with the quotation -The part of test will be omitted if user's equipment is not available | A116.V412 | 3 | [5 empty] | 44 | [8 empty] | P21107 建漢 | 44 |  | #DIVIDE BY ZERO |  | -44 | #DIVIDE BY ZERO | #UNPARSEABLE | #BLOCKED |  | -1.4667 | #DIVIDE BY ZERO | 0 | 0 | 0 | #DIVIDE BY ZERO | #DIVIDE BY ZERO
1-評估 |  | 0 |  |  |  | Reliability Testing Passive/Cellular/BT/ Wi-Fi -Passive mode: The 3D antenna efficiency(%) result in standard deviation should be less than 10% Use Atenlab golden sample, perform the 3D passive test in 10 times -Cellular TRP: The 3D TRP(dBm) result in standard deviation should be less than 0.5 dBm Use Atenlab golden sample, perform the 3D TRP test in 5 times (30° angle step) Performing total 6 channels maximum Performing 1 modulation only -Cellular TIS: The 3D TIS(dBm) result in standard deviation should be less than 1 dBm Use Atenlab golden sample, perform the 3D TRP test in 5 times (45° angle step) Performing total 2 channels maximum Performing 1 modulation only -During the test, the DUT should not removed (to avoid re-position error) -BT/ Wi-Fi OTA mode: -Perform the TRP test, the test result export successfully -Perform the TIS test, the test result export successfully | A116.V413 | [6 empty] | 0 | [9 empty] | 0 |  | #DIVIDE BY ZERO |  | 0 | #DIVIDE BY ZERO | #UNPARSEABLE | #BLOCKED |  | 0 | #DIVIDE BY ZERO | 0 | 0 | 0 | #DIVIDE BY ZERO | #DIVIDE BY ZERO
1-評估 |  | 0 |  |  |  | Reliability Testing Passive/BT/ Wi-Fi -Passive mode: The 3D antenna efficiency(%) result in standard deviation should be less than 10% Use Atenlab golden sample, perform the 3D passive test in 10 times -During the test, the DUT should not removed (to avoid re-position error) -BT/ Wi-Fi OTA mode: -Perform the TRP test, the test result export successfully -Perform the TIS test, the test result export successfully | A116.V414 | [6 empty] | 0 | [9 empty] | 0 |  | #DIVIDE BY ZERO |  | 0 | #DIVIDE BY ZERO | #UNPARSEABLE | #BLOCKED |  | 0 | #DIVIDE BY ZERO | 0 | 0 | 0 | #DIVIDE BY ZERO | #DIVIDE BY ZERO
1-評估 |  | 0 |  |  |  | Reliability Testing Passive/Cellular -Passive mode: Provide the 3D antenna efficiency(%) result in standard deviation Use buyer's golden sample, perform the 3D passive test in 10 times -Cellular TRP: Provide the 3D TRP(dBm) result in standard deviation Use buyer's golden sample, perform the 3D TRP test in 5 times (30° angle step) Performing total 6 channels maximum Performing 1 modulation only -Cellular TIS: Provide the 3D TIS(dBm) result in standard deviation Use buyer's golden sample, perform the 3D TRP test in 5 times (45° angle step) Performing total 2 channels maximum Performing 1 modulation only -During the test, the DUT should not removed (to avoid re-position error) | A116.V415 | [18 empty] | #DIVIDE BY ZERO |  | 0 | #DIVIDE BY ZERO | #UNPARSEABLE | #BLOCKED |  | 0 | #DIVIDE BY ZERO | 0 | 0 | 0 | #DIVIDE BY ZERO | #DIVIDE BY ZERO
1-評估 |  | 0 |  |  |  | Software function check -Perform the test, test result export successfully | A116.V416 | [18 empty] | #DIVIDE BY ZERO |  | 0 | #DIVIDE BY ZERO | #UNPARSEABLE | #BLOCKED |  | 0 | #DIVIDE BY ZERO | 0 | 0 | 0 | #DIVIDE BY ZERO | #DIVIDE BY ZERO
3-量產 |  | 1 | R |  | A116.V | Reliability testing Additional | A116.V42 | 2.5 | [17 empty] | #DIVIDE BY ZERO |  | 0 | #DIVIDE BY ZERO | #UNPARSEABLE | #BLOCKED |  | 0 | #DIVIDE BY ZERO | 0 | 0 | 0 | #DIVIDE BY ZERO | #DIVIDE BY ZERO
|  | 0 |  |  |  | Reliability Testing Wi-Fi Throughput -Use atenlab golden sample perform the throughput test in 10 times -Test mode is the continue mode -During the test, the system range loss should be -70 dB and -80dB -Performing 802.11n @ 2.4GHz, one channel, one bandwidth -Performing 802.11ac @ 5GHz, one channel, one bandwidth -Performing 802.11ax @ 6GHz, one channel, one bandwidth -The total throughput result in standard deviation should be less than 10% from the average | A116.V420 | 3 | [5 empty] | 63 | [9 empty] | 63 |  | #DIVIDE BY ZERO |  | -63 | #DIVIDE BY ZERO | #UNPARSEABLE | #BLOCKED |  | -2.1 | #DIVIDE BY ZERO | 0 | 0 | 0 | #DIVIDE BY ZERO | #DIVIDE BY ZERO
5-報價 |  | 2 | F |  | A116.PONN | A6 System Warranty | A116.W | 2 | [5 empty] | 200 | [9 empty] | 200 |  | #DIVIDE BY ZERO |  | -200 | #DIVIDE BY ZERO | #UNPARSEABLE | #BLOCKED |  | -6.6667 | #DIVIDE BY ZERO | 0 | 0 | 0 | #DIVIDE BY ZERO | #DIVIDE BY ZERO
3-量產 |  | 5 | N |  | A116.V | A6 System Warranty | A116.W01 | 2.5 | 免費 | [16 empty] | #DIVIDE BY ZERO |  | 0 | #DIVIDE BY ZERO | #UNPARSEABLE | #BLOCKED |  | 0 | #DIVIDE BY ZERO | 0 | 0 | 0 | #DIVIDE BY ZERO | #DIVIDE BY ZERO
|  | 0 | A |  | A116.W05 | System 2 years warranty (Standard) -Software free upgrade -Hardware coverage in case of natural damage | A116.W010 | 3 |  |  |  | 1 | 0 | 0 | 0 | [8 empty] | 0 | 0 | #DIVIDE BY ZERO |  | 0 | #DIVIDE BY ZERO | #UNPARSEABLE | #BLOCKED |  | 0 | #DIVIDE BY ZERO | 0 | 0 | 0 | #DIVIDE BY ZERO | #DIVIDE BY ZERO
|  | 0 | A |  | A116.W05 | System 1 year warranty -Software free upgrade -Hardware coverage in case of natural damage | A116.W011 | 3 |  |  |  | 1 | 0 | 0 | 0 | [8 empty] | 0 | 0 | #DIVIDE BY ZERO |  | 0 | #DIVIDE BY ZERO | #UNPARSEABLE | #BLOCKED |  | 0 | #DIVIDE BY ZERO | 0 | 0 | 0 | #DIVIDE BY ZERO | #DIVIDE BY ZERO
1-評估 |  | 0 | A |  | A116.W05 | OTAP 2 year warranty for upgraded item -Hardware coverage in case of natural damage -Warranty excluded: RF passive components, Test fixtures, Computer, Monitor, and the components not provided from Atenlab | A411.W011 | 3 |  |  |  | 1 |  | 31.5 | [9 empty] | 31.5 |  | #DIVIDE BY ZERO |  | -31.5 | #DIVIDE BY ZERO | #UNPARSEABLE | #BLOCKED |  | -1.05 | #DIVIDE BY ZERO | 0 | 0 | 0 | #DIVIDE BY ZERO | #DIVIDE BY ZERO
1-評估 |  | 0 | A |  | A116.W05 | OTAP 1 year warranty for upgraded item -Hardware coverage in case of natural damage -Warranty excluded: RF passive components, Test fixtures, Computer, Monitor, and the components not provided from Atenlab | A411.W012 | 3 |  |  |  | 1 |  | 20 | [9 empty] | 20 |  | #DIVIDE BY ZERO |  | -20 | #DIVIDE BY ZERO | #UNPARSEABLE | #BLOCKED |  | -0.66667 | #DIVIDE BY ZERO | 0 | 0 | 0 | #DIVIDE BY ZERO | #DIVIDE BY ZERO
1-評估 |  | 0 | A |  | A116.W05 | OTAP 1 month warranty for repaired item -Hardware coverage in case of natural damage | A411.W013 | 3 |  |  |  | 1 | [13 empty] | #DIVIDE BY ZERO |  | 0 | #DIVIDE BY ZERO | #UNPARSEABLE | #BLOCKED |  | 0 | #DIVIDE BY ZERO | 0 | 0 | 0 | #DIVIDE BY ZERO | #DIVIDE BY ZERO
3-量產 |  | 5 | R/M |  | A116.V | A6 System Warranty Extension | A116.W05 | 2.5 | [17 empty] | #DIVIDE BY ZERO |  | 0 | #DIVIDE BY ZERO | #UNPARSEABLE | #BLOCKED |  | 0 | #DIVIDE BY ZERO | 0 | 0 | 0 | #DIVIDE BY ZERO | #DIVIDE BY ZERO
3-量產 |  | 0 | A |  | A116.W05 | System 1 year warranty extension -Software free upgrade -Hardware coverage in case of natural damage -Maintenance: Turntable and shielding door, twice a year -Performance check: Quiet zone ripple and shielding effective, once a year -Replacement: RF rotary joint and passive RF cable on the turntable, at first year | A116.W051 |  |  |  |  | 1 | 300 | 100 | 270 | [8 empty] | 100 | 300 | 100% |  | -100 | #DIVIDE BY ZERO | #UNPARSEABLE | #BLOCKED |  | -3.3333 | #DIVIDE BY ZERO | 0 | 0 | 0 | #DIVIDE BY ZERO | #DIVIDE BY ZERO
3-量產 |  | 0 | A |  | A116.W05 | System 2 years warranty extension -Software free upgrade -Hardware coverage in case of natural damage -Maintenance: Turntable and shielding door, twice a year -Performance check: Quiet zone ripple and shielding effective, once a year -Replacement: RF rotary joint and passive RF cable on the turntable, at first year | A116.W052 |  |  |  |  | 1 | 500 | 200 | 450 | [8 empty] | 200 | 500 | 100% |  | -200 | #DIVIDE BY ZERO | #UNPARSEABLE | #BLOCKED |  | -6.6667 | #DIVIDE BY ZERO | 0 | 0 | 0 | #DIVIDE BY ZERO | #DIVIDE BY ZERO
3-量產 |  | 0 | A |  | A116.W05 | System 3 years warranty extension -Software free upgrade -Hardware coverage in case of natural damage -Maintenance: Turntable and shielding door, twice a year -Performance check: Quiet zone ripple and shielding effective, once a year -Replacement: RF rotary joint and passive RF cable on the turntable, at first year | A116.W053 |  |  |  |  | 1 | 700 | 300 | 630 | [8 empty] | 300 | 700 | 100% |  | -300 | #DIVIDE BY ZERO | #UNPARSEABLE | #BLOCKED |  | -10 | #DIVIDE BY ZERO | 0 | 0 | 0 | #DIVIDE BY ZERO | #DIVIDE BY ZERO
3-量產 |  | 0 | A |  | A116.W05 | System 4 years warranty extension -Software free upgrade -Hardware coverage in case of natural damage -Maintenance: Turntable and shielding door, twice a year -Performance check: Quiet zone ripple and shielding effective, once a year -Replacement: RF rotary joint and passive RF cable on the turntable, at first year | A116.W054 |  |  |  |  | 1 | 900 | 400 | 810 | [8 empty] | 400 | 900 | 100% |  | -400 | #DIVIDE BY ZERO | #UNPARSEABLE | #BLOCKED |  | -13.3333 | #DIVIDE BY ZERO | 0 | 0 | 0 | #DIVIDE BY ZERO | #DIVIDE BY ZERO
3-量產 |  | 0 | A |  | A116.W05 | System 5 years warranty extension -Software free upgrade -Hardware coverage in case of natural damage -Maintenance: Turntable and shielding door, twice a year -Performance check: Quiet zone ripple and shielding effective, once a year -Replacement: RF rotary joint and passive RF cable on the turntable, at first year | A116.W055 |  |  |  |  | 1 | 1100 | 500 | 990 | [8 empty] | 500 | 1100 | 100% |  | -500 | #DIVIDE BY ZERO | #UNPARSEABLE | #BLOCKED |  | -16.6667 | #DIVIDE BY ZERO | 0 | 0 | 0 | #DIVIDE BY ZERO | #DIVIDE BY ZERO
1-評估 |  | 7 |  |  | A11 | A8 OTA Antenna Measurement System | A118.PONN |  | 實驗室(牌價) 7M-Passive/6M 8M-Active(LTE) 9M-Active(W/B/L) |  |  | 0 | 7000 | 2000 | 4200 | 40% | 52.38% | 0 | 0 | #DIVIDE BY ZERO | 0% | 0% |  | 2000 | 7000 | -71329% | 5000000 | 4998000 | 99.96% | #UNPARSEABLE | #BLOCKED | 170000 | 169933.3333 | 99.96% | 0 | 0 | 0 | #DIVIDE BY ZERO | #DIVIDE BY ZERO
5-報價 |  | 5 | F |  | A118.PONN | A8 Anechoic Chamber System | A118.A | 2 | [17 empty] | #DIVIDE BY ZERO |  | 0 | #DIVIDE BY ZERO | #UNPARSEABLE | #BLOCKED |  | 0 | #DIVIDE BY ZERO | 0 | 0 | 0 | #DIVIDE BY ZERO | #DIVIDE BY ZERO
3-量產 |  | 1 | R |  | A118.A | SE-R2 OTA Shielding Room (Middle) | A118.A01 | 2.5 | [17 empty] | #DIVIDE BY ZERO |  | 0 | #DIVIDE BY ZERO | #UNPARSEABLE | #BLOCKED |  | 0 | #DIVIDE BY ZERO | 0 | 0 | 0 | #DIVIDE BY ZERO | #DIVIDE BY ZERO
|  | 0 | A1 |  | A118.A01 | SE-R24 Shielding enclosure(8/4/4) -Outside Dimension: L8.2 x W4.1x H4.1m +/-5cm -Inside Dimension: L7.9 x W3.8 x H3.8m +/-5cm -Shielding effective: 30M - 18GHz > 100dB -Modular steel pan type by 2mm galvanized steel sheet -Steel pillar for self support structure -Painted on visual panel | A118.A010 | 3 |  |  |  | 1 |  | 981.4 | [9 empty] | 981.4 |  | #DIVIDE BY ZERO |  | -981.4 | #DIVIDE BY ZERO | #UNPARSEABLE | #BLOCKED |  | -32.7133 | #DIVIDE BY ZERO | 0 | 0 | 0 | #DIVIDE BY ZERO | #DIVIDE BY ZERO
3-量產 |  | 1 | R |  | A118.PONN | SE-D2 Shielding Swing Door | A118.A05 | 2.5 | [17 empty] | #DIVIDE BY ZERO |  | 0 | #DIVIDE BY ZERO | #UNPARSEABLE | #BLOCKED |  | 0 | #DIVIDE BY ZERO | 0 | 0 | 0 | #DIVIDE BY ZERO | #DIVIDE BY ZERO
|  | 0 |  |  | A118.A05 | SE-D22 Flat Shielding Swing Door -Dimension W1.0 x H2.0m -Blade contact auto-latching -Manual operation for emergency | A118-A050 | 3 |  |  |  | 1 |  | 6.2 | [9 empty] | 6.2 |  | #DIVIDE BY ZERO |  | -6.2 | #DIVIDE BY ZERO | #UNPARSEABLE | #BLOCKED |  | -0.20667 | #DIVIDE BY ZERO | 0 | 0 | 0 | #DIVIDE BY ZERO | #DIVIDE BY ZERO
3-量產 |  | 1 | R |  | A116.A | SE-D2 Shielding Swing Door (Additional) | A118.A06 | 2.5 | [17 empty] | #DIVIDE BY ZERO |  | 0 | #DIVIDE BY ZERO | #UNPARSEABLE | #BLOCKED |  | 0 | #DIVIDE BY ZERO | 0 | 0 | 0 | #DIVIDE BY ZERO | #DIVIDE BY ZERO
|  | 0 |  |  | A116.A06 | SE-D22 Flat Shielding Swing Door -Dimension W1.0 x H2.0m -Blade contact auto-latching -Manual operation for emergency | A118-A060 | 3 | 木桌 |  |  | 0 |  | 6.2 | [9 empty] | 6.2 |  | #DIVIDE BY ZERO |  | -6.2 | #DIVIDE BY ZERO | #UNPARSEABLE | #BLOCKED |  | -0.20667 | #DIVIDE BY ZERO | 0 | 0 | 0 | #DIVIDE BY ZERO | #DIVIDE BY ZERO
3-量產 |  |  | R |  | A118.A | SE-A1 Access panel | A118.A07 | 2.5
|  | 0 |  |  | A118.A09 | SE-A23 Access panel (OTA Standard) -Dimension: H30 x W30 cm -SMA Jack to Jack x 10 -2" Waveguide tube for extension cable through, 1 set | A118.A070 | 3 |  |  |  | 1 |  | 20 | [8 empty] | -SMA Jack to Jack x 6 (Passive/ Link [4G,5G,Wi-Fi]/RSE 2port) -N Jack to Jack x 2 (H/V) | 20 |  | #DIVIDE BY ZERO |  | -20 | #DIVIDE BY ZERO | #UNPARSEABLE | #BLOCKED |  | -0.66667 | #DIVIDE BY ZERO | 0 | 0 | 0 | #DIVIDE BY ZERO | #DIVIDE BY ZERO
|  | 0 |  |  | A118.A09 | SE-A23 Access panel (OTA Standard +Tput 8x8) -Dimension: H30 x W30 cm -SMA Jack to Jack x 20 -2" Waveguide tube for extension cable through, 1 set | A118.A071 | 3 |  |  |  | 1 |  | 20 | [8 empty] | 21123 8T8R光寶 | 20 |  | #DIVIDE BY ZERO |  | -20 | #DIVIDE BY ZERO | #UNPARSEABLE | #BLOCKED |  | -0.66667 | #DIVIDE BY ZERO | 0 | 0 | 0 | #DIVIDE BY ZERO | #DIVIDE BY ZERO
3-量產 |  | 1 | R |  | A118.A | SE-H2 Shielding Honeycomb Air Vent | A118.A09 | 2.5 | [17 empty] | #DIVIDE BY ZERO |  | 0 | #DIVIDE BY ZERO | #UNPARSEABLE | #BLOCKED |  | 0 | #DIVIDE BY ZERO | 0 | 0 | 0 | #DIVIDE BY ZERO | #DIVIDE BY ZERO
|  | 0 |  |  | A118.A09 | SE-H23 Shielding Honeycomb Air Vent -Dimension: 0.3 x 0.3m (L/W) -Shielding effective: 30M - 18GHz > 100dB | A118.A090 | 3 | 30x30cm |  |  | 4 | [10 empty] | A6/ M3 |  |  | #DIVIDE BY ZERO |  | 0 | #DIVIDE BY ZERO | #UNPARSEABLE | #BLOCKED |  | 0 | #DIVIDE BY ZERO | 0 | 0 | 0 | #DIVIDE BY ZERO | #DIVIDE BY ZERO
3-量產 |  |  | R |  | A116.A | AB-X1 EPP Absorber Set | A118.A11 | 2.5
2-開發 |  | 0 | A1 |  | A116.A01 | AB-X1 EPP Absorber Set (OTA8/4/4) -Material: Expandable Polypropylene -Frequency: 0.4 - 18GHz -AB-X12: 30cm height pyramid absorber -AB-X12: 60cm height pyramid absorber -AB-X12: 5cm height flatten absorber -RoHS & REACH Compliant | A118.A110 | 3 |  |  |  | 1 |  | 975.8875 | [8 empty] | P21107建漢 | 975.8875 |  | #DIVIDE BY ZERO |  | -975.8875 | #DIVIDE BY ZERO | #UNPARSEABLE | #BLOCKED |  | -32.5296 | #DIVIDE BY ZERO | 0 | 0 | 0 | #DIVIDE BY ZERO | #DIVIDE BY ZERO
3-量產 |  | 0 | M/R |  | A118.A | SE-F Power & Signal filter Set | A118.A15 | 2.5 | [17 empty] | #DIVIDE BY ZERO |  | 0 | #DIVIDE BY ZERO | #UNPARSEABLE | #BLOCKED |  | 0 | #DIVIDE BY ZERO | 0 | 0 | 0 | #DIVIDE BY ZERO | #DIVIDE BY ZERO
[5 empty] | #UNPARSEABLE | SE-F Power & Signal filter Set -SE-F12 1P2W 100 -280 VAC/16 A (for EUT) -SE-F12 1P2W 100 -280 VAC/16 A (for Equipment) -SE-F22-02 RJ45 1Gbps x 2 (1 for Equipment) -SE-F23-02 USB3.0 x 1 -SE-F25-01 RS-232/485 x 2 (for Equipment) | A118-A150 | 3 |  |  |  | 1
3-量產 |  |  | R |  | A173.A.PON | SE-X Laser Alignment System | A118.A17 | 2.5
|  | 0 | A |  | A173.A17 | SE-X31 Laser Alignment System -Independent 3 red laser line -Mounting type: Wall bracket -Horizontal alignment: 1 line -Vertical alignment: 2 line | A118.A170 | 3 |  |  |  | 1 | 30 | 4.044 | 20 | [7 empty] | M3 | 4.044 | 30 | 100% |  | -4.044 | #DIVIDE BY ZERO | #UNPARSEABLE | #BLOCKED |  | -0.1348 | #DIVIDE BY ZERO | 0 | 0 | 0 | #DIVIDE BY ZERO | #DIVIDE BY ZERO
3-量產 |  |  | R |  | A116.A | SE-L Lighting | A118.A21 | 2.5
[5 empty] | A162.A23 | SE-L31 LED Lighting -Power consumption: 50W | A118.A210 | 3 |  |  |  | 4 | 10 | 2 | [8 empty] | M3
3-量產 |  |  | R |  | A211.R | SE-V1 CCTV System | A118.A29 | 2.5
[6 empty] | SE-V12 CCTV System -2560 x 1440 @ 30 fps -2.8 - 12 mm motor zoom lens | A118.A290 | 3 |  |  |  | 1 | 30 | 6.52 | 27 | [7 empty] | M3 | [14 empty] | #DIVIDE BY ZERO | #DIVIDE BY ZERO
5-報價 |  | 2 | F |  | A118.PONN | A8 RF Measurement System | A118.C | 2 | [17 empty] | #DIVIDE BY ZERO |  | 0 | #DIVIDE BY ZERO | #UNPARSEABLE | #BLOCKED |  | 0 | #DIVIDE BY ZERO | 0 | 0 | 0 | #DIVIDE BY ZERO | #DIVIDE BY ZERO
3-量產 |  | 3 | R |  | A116.C | AT Measurement Antenna | A118.C01 | 2.5 | [17 empty] | #DIVIDE BY ZERO |  | 0 | #DIVIDE BY ZERO | #UNPARSEABLE | #BLOCKED |  | 0 | #DIVIDE BY ZERO | 0 | 0 | 0 | #DIVIDE BY ZERO | #DIVIDE BY ZERO
|  | 0 | A |  | A116.C01 | AT-H22 Dual Polarization Horn Antenna -Antenna frequency: 0.43 - 6.0GHz -Antenna gain: 8dBi (Typical) -Polarization: Dual linear polarization -Polarization isolation: > 20dB -Power handling: Max. 50 Watt CW -Antenna aperture size: 510mm | A118.C010 | 3 | #UNPARSEABLE |  |  | 1 |  | 84 | [8 empty] | #UNPARSEABLE | 84 |  | #DIVIDE BY ZERO |  | -84 | #DIVIDE BY ZERO | #UNPARSEABLE | #BLOCKED |  | -2.8 | #DIVIDE BY ZERO | 0 | 0 | 0 | #DIVIDE BY ZERO | #DIVIDE BY ZERO
|  | 0 |  |  | A116.C01 | AT-H22 Dual Polarization Horn Antenna -Antenna frequency: 0.65 - 8.5GHz -Antenna gain: 10dBi (Typical) -Polarization: Dual linear polarization -Polarization isolation: > 20dB -Power handling: Max. 50 Watt CW -Antenna aperture size: 310mm | A118.C011 | 3 |  |  |  | 1 |  | 84 | [9 empty] | 84 |  | #DIVIDE BY ZERO |  | -84 | #DIVIDE BY ZERO | #UNPARSEABLE | #BLOCKED |  | -2.8 | #DIVIDE BY ZERO | 0 | 0 | 0 | #DIVIDE BY ZERO | #DIVIDE BY ZERO
|  | 0 | A |  | A116.C01 | AT-H23 Dual Polarization Horn Antenna -Antenna frequency: 0.65 - 13.0GHz -Antenna gain: 12dBi (Typical) -Polarization: Dual linear polarization -Polarization isolation: > 20dB -Power handling: Max. 50 Watt CW -Antenna aperture size: 270mm | A118.C012 | 3 | #UNPARSEABLE |  |  | 1 |  | 92.05 | [8 empty] | #UNPARSEABLE | 92.05 |  | #DIVIDE BY ZERO |  | -92.05 | #DIVIDE BY ZERO | #UNPARSEABLE | #BLOCKED |  | -3.0683 | #DIVIDE BY ZERO | 0 | 0 | 0 | #DIVIDE BY ZERO | #DIVIDE BY ZERO
3-量產 |  | 4 |  |  | A116.C | FM-S1 OTA Measurement System | A118.C11 | 2.5 | [17 empty] | #DIVIDE BY ZERO |  | 0 | #DIVIDE BY ZERO | #UNPARSEABLE | #BLOCKED |  | 0 | #DIVIDE BY ZERO | 0 | 0 | 0 | #DIVIDE BY ZERO | #DIVIDE BY ZERO
|  | 0 |  |  |  | FM-S13-E Measurement Switching System with DRE (A6/ A8)(Passive 8 GHz) -Passive for 2 port VNA -Frequency: 0.5 - 18GHz -RF Cables: up to 18GHz -Rotary Joint included -DRE-Dynamic range extender for Passive -Passive golden sample: 0.65 - 8.5GHz | A118-C111 | 3 |  |  |  | 1 |  | 236.9931 | [9 empty] | 236.9931 |  | #DIVIDE BY ZERO |  | -236.9931 | #DIVIDE BY ZERO | #UNPARSEABLE | #BLOCKED |  | -7.8998 | #DIVIDE BY ZERO | 0 | 0 | 0 | #DIVIDE BY ZERO | #DIVIDE BY ZERO
|  | 0 | A |  | A116.C01 | FM-S13-E Measurement Switching System (A6/ A8)(Passive 8 GHz)/ (Cellular) -Passive for 2 port VNA -Active for Cellular TRP / TIS -Frequency: 0.5 - 18GHz -RF Cables: up to 18GHz -Rotary Joint included -DRE-Dynamic range extender for Passive -Passive golden sample: 0.65 - 8.5GHz | A118-C113 | 3 | #UNPARSEABLE |  |  | 1 |  | 282.1631 | [8 empty] | #UNPARSEABLE | 282.1631 |  | #DIVIDE BY ZERO |  | -282.1631 | #DIVIDE BY ZERO | #UNPARSEABLE | #BLOCKED |  | -9.4054 | #DIVIDE BY ZERO | 0 | 0 | 0 | #DIVIDE BY ZERO | #DIVIDE BY ZERO
|  | 0 |  |  | A116.C01 | FM-S13-E Measurement Switching System (A6/ A8)(Passive 8 GHz)/ (Cellular)/ (BT/Wi-Fi) -Passive for 2 port VNA -Active for Cellular TRP / TIS -Active for Bluetooth / Wi-Fi -Frequency: 0.5 - 18GHz -RF Cables: up to 18GHz -Rotary Joint included -DRE-Dynamic range extender for Passive -DRE-Dynamic range extender (Frequency: 0.5 - 8GHz) for Bluetooth / Wi-Fi -Passive golden sample: 0.65 - 8.5GHz | A118-C115 | 3 |  |  |  | 1 |  | 405.535 | [9 empty] | 405.535 |  | #DIVIDE BY ZERO |  | -405.535 | #DIVIDE BY ZERO | #UNPARSEABLE | #BLOCKED |  | -13.5178 | #DIVIDE BY ZERO | 0 | 0 | 0 | #DIVIDE BY ZERO | #DIVIDE BY ZERO
|  | 0 | A |  | A116.C01 | FM-S13-E Measurement Switching System (A6/ A8)(Passive 8 GHz)/ (Cellular)/ (BT/Wi-Fi)/ (5GNR FR1) -Passive for 2 port VNA -Active for Cellular TRP / TIS -Active for Bluetooth / Wi-Fi -Frequency: 0.5 - 18GHz -RF Cables: up to 18GHz -Rotary Joint included -DRE-Dynamic range extender for Passive -DRE-Dynamic range extender (Frequency: 0.5 - 8GHz) for Bluetooth / Wi-Fi / 5GNR FR1 -Passive golden sample: 0.65 - 8.5GHz | A118-C117 | 3 |  |  |  | 1 |  | 392.735 | [9 empty] | 392.735 |  | #DIVIDE BY ZERO |  | -392.735 | #DIVIDE BY ZERO | #UNPARSEABLE | #BLOCKED |  | -13.0912 | #DIVIDE BY ZERO | 0 | 0 | 0 | #DIVIDE BY ZERO | #DIVIDE BY ZERO
5-報價 |  | 3 | F |  | A118.PONN | A8 Positioner & Control System | A118.E | 2 | [17 empty] | #DIVIDE BY ZERO |  | 0 | #DIVIDE BY ZERO | #UNPARSEABLE | #BLOCKED |  | 0 | #DIVIDE BY ZERO | 0 | 0 | 0 | #DIVIDE BY ZERO | #DIVIDE BY ZERO
3-量產 |  | 1 | A |  | A116.C | AE-T3 OTA 3D Turntable | A118.E03 | 2.5 | [17 empty] | #DIVIDE BY ZERO |  | 0 | #DIVIDE BY ZERO | #UNPARSEABLE | #BLOCKED |  | 0 | #DIVIDE BY ZERO | 0 | 0 | 0 | #DIVIDE BY ZERO | #DIVIDE BY ZERO
|  | 0 | A1 |  | A116.E02 | AE-T32 3D Performance Type Turntable -Motion: Roll/ Azimuth -Diameter : 1.2m -Max. vertical loading: 15Kg -Max. speed: 20 RPM (Roll) / 7 RPM (Azimuth) -Maximum torque: 8 N-m -Resolution: 0.1° -Encoder Accuracy: ±0.5° -Travel: 0° - 360° -Power: 220VAC -Power consumption: 700W -Adaptor platform | A118-E031 | 3 | [5 empty] | 341.3 | [9 empty] | 341.3 |  | #DIVIDE BY ZERO |  | -341.3 | #DIVIDE BY ZERO | #UNPARSEABLE | #BLOCKED |  | -11.3767 | #DIVIDE BY ZERO | 0 | 0 | 0 | #DIVIDE BY ZERO | #DIVIDE BY ZERO
3-量產 |  | 5 | R |  | #UNPARSEABLE | AE-T39 Fixtures | A118.E05 | 2.5 | [17 empty] | #DIVIDE BY ZERO |  | 0 | #DIVIDE BY ZERO | #UNPARSEABLE | #BLOCKED |  | 0 | #DIVIDE BY ZERO | 0 | 0 | 0 | #DIVIDE BY ZERO | #DIVIDE BY ZERO
|  | 0 |  |  |  | AE-T39 Flat Plate Fixture -Main material: FR4 -Plate size: 30cm -Max. vertical loading: 3Kg (no bending: 0.5kg) AE-T39 Handheld Device Fixture -Main material: FR4 -Max. vertical loading: 1Kg (no bending: 0.3kg) | A118.E050 | 3 |  |  |  | 1 |  | 13.5 | [9 empty] | 13.5 |  | #DIVIDE BY ZERO |  | -13.5 | #DIVIDE BY ZERO | #UNPARSEABLE | #BLOCKED |  | -0.45 | #DIVIDE BY ZERO | 0 | 0 | 0 | #DIVIDE BY ZERO | #DIVIDE BY ZERO
|  | 0 |  |  |  | AE-T39 Handheld Device Fixture -Main material: FR4 -Max. vertical loading: 1Kg (no bending: 0.3kg) | A118.E051 | 3 |  |  |  | 1 |  | 4.5 | [9 empty] | 4.5 |  | #DIVIDE BY ZERO |  | -4.5 | #DIVIDE BY ZERO | #UNPARSEABLE | #BLOCKED |  | -0.15 | #DIVIDE BY ZERO | 0 | 0 | 0 | #DIVIDE BY ZERO | #DIVIDE BY ZERO
|  | 0 |  |  |  | AE-T39 Laptop Fixture -Main material: POM -Plate size: Support 11" to 19" screen sized laptop -Max. vertical loading: 3Kg | A118.E052 | 3 |  |  |  | 1 |  | 18 | [9 empty] | 18 |  | #DIVIDE BY ZERO |  | -18 | #DIVIDE BY ZERO | #UNPARSEABLE | #BLOCKED |  | -0.6 | #DIVIDE BY ZERO | 0 | 0 | 0 | #DIVIDE BY ZERO | #DIVIDE BY ZERO
|  | 0 |  |  |  | AE-T39 Head Phantom Fixture -Main material: FR4 -Compatibility: SPEAG SAM head phantom V4.5 | A118.E053 | 3 |  |  |  | 1 |  | 10 | [9 empty] | 10 |  | #DIVIDE BY ZERO |  | -10 | #DIVIDE BY ZERO | #UNPARSEABLE | #BLOCKED |  | -0.33333 | #DIVIDE BY ZERO | 0 | 0 | 0 | #DIVIDE BY ZERO | #DIVIDE BY ZERO
|  | 0 |  |  |  | AE-T39 Hands\Wrist\Forearm Fixture -Main material: FR4 -Compatibility: SPEAG SHO Fixture X Version 5 | A118.E054 | 3 |  |  |  | 1 |  | 10 | [9 empty] | 10 |  | #DIVIDE BY ZERO |  | -10 | #DIVIDE BY ZERO | #UNPARSEABLE | #BLOCKED |  | -0.33333 | #DIVIDE BY ZERO | 0 | 0 | 0 | #DIVIDE BY ZERO | #DIVIDE BY ZERO
3-量產 |  | 1 | R |  | #UNPARSEABLE | AE-C1 Desktop IPC Controller | A118.E21 | 2.5 | [17 empty] | #DIVIDE BY ZERO |  | 0 | #DIVIDE BY ZERO | #UNPARSEABLE | #BLOCKED |  | 0 | #DIVIDE BY ZERO | 0 | 0 | 0 | #DIVIDE BY ZERO | #DIVIDE BY ZERO
|  | 0 | A |  | #UNPARSEABLE | AE-C11 Desktop IPC Controller & OS -CPU: Intel Core i5 Processor -OS: Windows 10 Enterprise 64 bit -Microsoft Excel -24" Monitor -Mouse + keyboard -GPIB card -19" Standard 41U rack | A118.E210 | 3 | #UNPARSEABLE |  |  | 1 |  | 79.09 | [8 empty] | #UNPARSEABLE | 79.09 |  | #DIVIDE BY ZERO |  | -79.09 | #DIVIDE BY ZERO | #UNPARSEABLE | #BLOCKED |  | -2.6363 | #DIVIDE BY ZERO | 0 | 0 | 0 | #DIVIDE BY ZERO | #DIVIDE BY ZERO
5-報價 |  | 2 |  |  | A173.PONN | A8 Measurement Software | A118.S | 2 | [17 empty] | #DIVIDE BY ZERO |  | 0 | #DIVIDE BY ZERO | #UNPARSEABLE | #BLOCKED |  | 0 | #DIVIDE BY ZERO | 0 | 0 | 0 | #DIVIDE BY ZERO | #DIVIDE BY ZERO
3-量產 |  | 5 | R |  | #UNPARSEABLE | Maxwell OTA Software | A118.S41 | 2.5 | [17 empty] | #DIVIDE BY ZERO |  | 0 | #DIVIDE BY ZERO | #UNPARSEABLE | #BLOCKED |  | 0 | #DIVIDE BY ZERO | 0 | 0 | 0 | #DIVIDE BY ZERO | #DIVIDE BY ZERO
3-量產 |  | 0 |  |  | #UNPARSEABLE | Passive function -2D/3D Antenna measurement -Test result: Antenna efficiency, gain pattern, peak gain -Instrument: Consistent with the quotation -One license permits one model of network analyzer | A118.S410 | 3 |  |  |  | 1 | [13 empty] | #DIVIDE BY ZERO |  | 0 | #DIVIDE BY ZERO | #UNPARSEABLE | #BLOCKED |  | 0 | #DIVIDE BY ZERO | 0 | 0 | 0 | #DIVIDE BY ZERO | #DIVIDE BY ZERO
3-量產 |  | 0 |  |  | #UNPARSEABLE | MW4 Maxwell OTA Passive Advanced Software -Axial ratio, ECC calculation -Instrument: Consistent with the quotation -One license permits one model of network analyzer | A118.S411 | 3 |  |  |  | 1 | [13 empty] | #DIVIDE BY ZERO |  | 0 | #DIVIDE BY ZERO | #UNPARSEABLE | #BLOCKED |  | 0 | #DIVIDE BY ZERO | 0 | 0 | 0 | #DIVIDE BY ZERO | #DIVIDE BY ZERO
3-量產 |  | 0 |  |  | #UNPARSEABLE | MW4 Maxwell OTA 2G Cellular Software -TRP/ TIS measurement -GSM -Instrument: Consistent with the quotation -One license permits one model of communication tester | A118.S412 | 3 |  |  |  | 1 | [13 empty] | #DIVIDE BY ZERO |  | 0 | #DIVIDE BY ZERO | #UNPARSEABLE | #BLOCKED |  | 0 | #DIVIDE BY ZERO | 0 | 0 | 0 | #DIVIDE BY ZERO | #DIVIDE BY ZERO
3-量產 |  | 0 |  |  | #UNPARSEABLE | MW4 Maxwell OTA 3G Cellular Software -TRP/ TIS measurement -WCDMA -Instrument: Consistent with the quotation -One license permits one model of communication tester | A118.S413 | 3 |  |  |  | 1 | [13 empty] | #DIVIDE BY ZERO |  | 0 | #DIVIDE BY ZERO | #UNPARSEABLE | #BLOCKED |  | 0 | #DIVIDE BY ZERO | 0 | 0 | 0 | #DIVIDE BY ZERO | #DIVIDE BY ZERO
2-開發 |  | 0 |  |  | #UNPARSEABLE | MW4 Maxwell OTA 4G Cellular Software -TRP/ TIS measurement -TDD-LTE/ FDD-LTE -Instrument: Consistent with the quotation -One license permits one model of communication tester | A118.S414 | 3 |  |  |  | 1 | [10 empty] | P21137 Dyson |  |  | #DIVIDE BY ZERO |  | 0 | #DIVIDE BY ZERO | #UNPARSEABLE | #BLOCKED |  | 0 | #DIVIDE BY ZERO | 0 | 0 | 0 | #DIVIDE BY ZERO | #DIVIDE BY ZERO
|  | 1 | R |  | #UNPARSEABLE | Maxwell OTA Software 5GNR | A118.S42 | 2.5 | [17 empty] | #DIVIDE BY ZERO |  | 0 | #DIVIDE BY ZERO | #UNPARSEABLE | #BLOCKED |  | 0 | #DIVIDE BY ZERO | 0 | 0 | 0 | #DIVIDE BY ZERO | #DIVIDE BY ZERO
|  | 0 |  |  | #UNPARSEABLE | MW5 Maxwell OTA 5GNR FR1 TP Software -Throughput measurement -5GNR FR1 -Instrument: Consistent with the quotation -One license permits one model of equipment | A118.S420 | 3 |  |  |  | 1 | [10 empty] | P21137 Dyson |  |  | #DIVIDE BY ZERO |  | 0 | #DIVIDE BY ZERO | #UNPARSEABLE | #BLOCKED |  | 0 | #DIVIDE BY ZERO | 0 | 0 | 0 | #DIVIDE BY ZERO | #DIVIDE BY ZERO
|  | 0 |  |  | A116.PONN | A8 Upgrade | A118.U | [18 empty] | #DIVIDE BY ZERO |  | 0 | #DIVIDE BY ZERO | #UNPARSEABLE | #BLOCKED |  | 0 | #DIVIDE BY ZERO | 0 | 0 | 0 | #DIVIDE BY ZERO | #DIVIDE BY ZERO
5-報價 |  | 6 | F |  | A118.PONN | A8 System Acceptance | A118.V | 2 | [17 empty] | #DIVIDE BY ZERO |  | 0 | #DIVIDE BY ZERO | #UNPARSEABLE | #BLOCKED |  | 0 | #DIVIDE BY ZERO | 0 | 0 | 0 | #DIVIDE BY ZERO | #DIVIDE BY ZERO
3-量產 |  | 1 | R |  | A116.V | A8 Hardware item check | A118.V01 | 2.5 | [17 empty] | #DIVIDE BY ZERO |  | 0 | #DIVIDE BY ZERO | #UNPARSEABLE | #BLOCKED |  | 0 | #DIVIDE BY ZERO | 0 | 0 | 0 | #DIVIDE BY ZERO | #DIVIDE BY ZERO
|  | 0 | A |  | A116.V01 | Hardware Item Check -Anechoic Chamber -RF Measurement -Positioner and control | A118.V010 | 3 | 依照系統售價之10% | A141.V111 |  | 1 |  | 2 | [9 empty] | 2 |  | #DIVIDE BY ZERO |  | -2 | #DIVIDE BY ZERO | #UNPARSEABLE | #BLOCKED |  | -0.066667 | #DIVIDE BY ZERO | 0 | 0 | 0 | #DIVIDE BY ZERO | #DIVIDE BY ZERO
3-量產 |  | 3 | R |  | A116.V | Shielding Effective | A118.V11 | 2.5 | [17 empty] | #DIVIDE BY ZERO |  | 0 | #DIVIDE BY ZERO | #UNPARSEABLE | #BLOCKED |  | 0 | #DIVIDE BY ZERO | 0 | 0 | 0 | #DIVIDE BY ZERO | #DIVIDE BY ZERO
|  | 0 |  |  |  | Shielding Effective Testing 0.45 - 18 GHz -Frequency: 0.45 - 18 GHz -Isolation requirement: >100 dB -Test Frequency: 0.45 / 2.4 / 5.5 / 8 / 12 / 18 GHz -Operate the testing by Atenlab -Refer EN50147-1 standard | A118.V110 | 3 |  |  |  | 1 |  | 8 | [9 empty] | 8 |  | #DIVIDE BY ZERO |  | -8 | #DIVIDE BY ZERO | #UNPARSEABLE | #BLOCKED |  | -0.26667 | #DIVIDE BY ZERO | 0 | 0 | 0 | #DIVIDE BY ZERO | #DIVIDE BY ZERO
|  | 0 |  |  |  | Shielding Effective Testing (3rd party) 0.03 - 18 GHz -Frequency: 0.03 - 18 GHz -Isolation requirement: >100 dB -Test Frequency: 0.03 / 0.7 / 2.4 / 5.5 / 12 / 18 GHz -To operate the testing by 3rd party -According EN50147-1 standard | A118.V111 | 3 |  |  |  | 1 |  | 85 | [9 empty] | 85 |  | #DIVIDE BY ZERO |  | -85 | #DIVIDE BY ZERO | #UNPARSEABLE | #BLOCKED |  | -2.8333 | #DIVIDE BY ZERO | 0 | 0 | 0 | #DIVIDE BY ZERO | #DIVIDE BY ZERO
|  | 0 | A |  | A116.V11 | Shielding Effective Testing (Oversea) 0.45 - 18 GHz -Frequency: 0.45 - 18 GHz -Isolation requirement: >100 dB -Test Frequency: 0.45 / 2.4 / 5.5 / 8 / 12 / 18 GHz -To operate the testing by 3rd party, the buyer will survey vendor and pay testing fee for shielding effective test. -Refer EN50147-1 standard | A118.V112 | 3 |  |  |  | 1 |  | 85 | [9 empty] | 85 |  | #DIVIDE BY ZERO |  | -85 | #DIVIDE BY ZERO | #UNPARSEABLE | #BLOCKED |  | -2.8333 | #DIVIDE BY ZERO | 0 | 0 | 0 | #DIVIDE BY ZERO | #DIVIDE BY ZERO
3-量產 |  | 4 | R |  | A116.V | Path Loss Calibration | A118.V21 | 2.5 | by Measurement Antenna | [16 empty] | #DIVIDE BY ZERO |  | 0 | #DIVIDE BY ZERO | #UNPARSEABLE | #BLOCKED |  | 0 | #DIVIDE BY ZERO | 0 | 0 | 0 | #DIVIDE BY ZERO | #DIVIDE BY ZERO
|  | 0 | A |  | A116.V21 | Path Loss Calibration -Passive path: 0.68 - 8 GHz -Calibration antenna: Horn antenna -According CTIA standard for range loss calibration | A118.V210 | 3 |  |  |  | 1 | 10 | 4 | [9 empty] | 4 | 10 | 100% |  | -4 | #DIVIDE BY ZERO | #UNPARSEABLE | #BLOCKED |  | -0.13333 | #DIVIDE BY ZERO | 0 | 0 | 0 | #DIVIDE BY ZERO | #DIVIDE BY ZERO
|  | 0 |  |  | A116.V21 | Path Loss Calibration 2G/ 3G/ 4G Cellular/ Cellular Data Mode/ Cellular Advanced -Cellular path: 0.68 - 6 GHz -Calibration antenna: Horn antenna -According CTIA standard for range loss calibration | A118.V211 | 3 |  |  |  | 1 | 10 | 4 | [9 empty] | 4 | 10 | 100% |  | -4 | #DIVIDE BY ZERO | #UNPARSEABLE | #BLOCKED |  | -0.13333 | #DIVIDE BY ZERO | 0 | 0 | 0 | #DIVIDE BY ZERO | #DIVIDE BY ZERO
|  | 0 | A |  | A116.V21 | Path Loss Calibration BT -BT OTA path: 2.4 - 2.5 GHz -Calibration antenna: Horn antenna -According CTIA standard for range loss calibration | A118.V212 | 3 |  |  |  | 1 | 10 | 4 | [8 empty] | P21107 建漢 | 4 | 10 | 100% |  | -4 | #DIVIDE BY ZERO | #UNPARSEABLE | #BLOCKED |  | -0.13333 | #DIVIDE BY ZERO | 0 | 0 | 0 | #DIVIDE BY ZERO | #DIVIDE BY ZERO
|  | 0 | A |  | A116.V21 | Path Loss Calibration Wi-Fi -Wi-Fi OTA path: 2.4 - 2.5 GHz / 5.0 - 7.125 GHz -Calibration antenna: Horn antenna -According CTIA standard for range loss calibration | A118.V213 | 3 |  |  |  | 1 | 10 | 4 | [8 empty] | 21123 光寶(僅值確認) | 4 | 10 | 100% |  | -4 | #DIVIDE BY ZERO | #UNPARSEABLE | #BLOCKED |  | -0.13333 | #DIVIDE BY ZERO | 0 | 0 | 0 | #DIVIDE BY ZERO | #DIVIDE BY ZERO
3-量產 |  | 2 | R |  | A116.V | Path Loss Calibration additional | A118.V22 | 2.5 | by Measurement Antenna | [16 empty] | #DIVIDE BY ZERO |  | 0 | #DIVIDE BY ZERO | #UNPARSEABLE | #BLOCKED |  | 0 | #DIVIDE BY ZERO | 0 | 0 | 0 | #DIVIDE BY ZERO | #DIVIDE BY ZERO
|  | 0 | A |  | A116.V21 | Path Loss Calibration 6 - 13 (18) GHz -Passive path: 6 - 13 (18) GHz -Calibration antenna: Horn antenna -According CTIA standard for range loss calibration | A118.V221 | 3 |  |  |  | 1 | 10 | 4 | [9 empty] | 4 | 10 | 100% |  | -4 | #DIVIDE BY ZERO | #UNPARSEABLE | #BLOCKED |  | -0.13333 | #DIVIDE BY ZERO | 0 | 0 | 0 | #DIVIDE BY ZERO | #DIVIDE BY ZERO
|  | 0 | A |  | A116.V21 | Path Loss Calibration 0.45 - 6 GHz -Passive path: 0.45 - 6 GHz -Calibration antenna: Horn antenna -According CTIA standard for range loss calibration | A118.V220 | 3 |  |  |  | 1 | 10 | 4 | [9 empty] | 4 | 10 | 100% |  | -4 | #DIVIDE BY ZERO | #UNPARSEABLE | #BLOCKED |  | -0.13333 | #DIVIDE BY ZERO | 0 | 0 | 0 | #DIVIDE BY ZERO | #DIVIDE BY ZERO
3-量產 |  | 1 | R |  | A116.V | Ripple Testing | A118.V31 | 2.5 | by Measurement Antenna | [16 empty] | #DIVIDE BY ZERO |  | 0 | #DIVIDE BY ZERO | #UNPARSEABLE | #BLOCKED |  | 0 | #DIVIDE BY ZERO | 0 | 0 | 0 | #DIVIDE BY ZERO | #DIVIDE BY ZERO
|  | 0 | A |  | A116.V31 | Quiet Zone Ripple Testing (A8 8/4/4) -Calibration Antenna: Sleeve dipole -Frequency: 0.836/ 1.88/ 2.45/ 5.5 GHz -Method: Phi 6 points and theta 7 points -Quiet zone scale: 60 cm in diameter -Requirement : SD < 0.8 -According CTIA standard for Ripple testing | A118.V310 | 3 |  |  |  | 1 |  | 16 | [8 empty] | P21107 建漢 | 16 |  | #DIVIDE BY ZERO |  | -16 | #DIVIDE BY ZERO | #UNPARSEABLE | #BLOCKED |  | -0.53333 | #DIVIDE BY ZERO | 0 | 0 | 0 | #DIVIDE BY ZERO | #DIVIDE BY ZERO
3-量產 |  | 4 | R |  | A116.V | Reliability testing | A118.V41 | 2.5 | [17 empty] | #DIVIDE BY ZERO |  | 0 | #DIVIDE BY ZERO | #UNPARSEABLE | #BLOCKED |  | 0 | #DIVIDE BY ZERO | 0 | 0 | 0 | #DIVIDE BY ZERO | #DIVIDE BY ZERO
|  | 0 |  |  |  | Reliability Testing Passive -Passive mode -The 3D antenna efficiency(%) result in standard deviation should be less than 10% -Use Atenlab golden sample, perform the 3D passive test in 10 times -During the test, the DUT should not removed (to avoid re-position error) -Performing 10 frequencies between the system operation frequency | A118.V410 | 3 |  |  |  | 1 |  | 12 | [9 empty] | 12 |  | #DIVIDE BY ZERO |  | -12 | #DIVIDE BY ZERO | #UNPARSEABLE | #BLOCKED |  | -0.4 | #DIVIDE BY ZERO | 0 | 0 | 0 | #DIVIDE BY ZERO | #DIVIDE BY ZERO
|  | 0 |  |  |  | Reliability Testing -GSM/ CDMA/ WCDMA/ TD-SCDMA/ TDD-LTE/ FDD-LTE/ 5GNR FR1 -Cellular TRP: The 3D TRP(dBm) result in standard deviation should be less than 0.5 dBm Use Atenlab golden sample, perform the 3D TRP test in 5 times (30° angle step) Performing total 6 channels maximum Performing 1 modulation only -Cellular TIS: The 3D TIS(dBm) result in standard deviation should be less than 1 dBm Use Atenlab golden sample, perform the 3D TRP test in 5 times (45° angle step) Performing total 2 channels maximum Performing 1 modulation only -During the test, the DUT should not removed (to avoid re-position error) | A118.V411 | 3 |  |  |  | 1 |  | 63 | [9 empty] | 63 |  | #DIVIDE BY ZERO |  | -63 | #DIVIDE BY ZERO | #UNPARSEABLE | #BLOCKED |  | -2.1 | #DIVIDE BY ZERO | 0 | 0 | 0 | #DIVIDE BY ZERO | #DIVIDE BY ZERO
|  | 0 | A |  | A116.V41 | Reliability Testing Passive/Cellular/BT/ Wi-Fi -Passive mode: The 3D antenna efficiency(%) result in standard deviation should be less than 10% Use Atenlab golden sample, perform the 3D passive test in 10 times -Cellular TRP: The 3D TRP(dBm) result in standard deviation should be less than 0.5 dBm Use Atenlab golden sample, perform the 3D TRP test in 5 times (30° angle step) Performing total 6 channels maximum Performing 1 modulation only -Cellular TIS: The 3D TIS(dBm) result in standard deviation should be less than 1 dBm Use Atenlab golden sample, perform the 3D TRP test in 5 times (45° angle step) Performing total 2 channels maximum Performing 1 modulation only -During the test, the DUT should not removed (to avoid re-position error) -BT/ Wi-Fi OTA mode: -Perform the TRP test, the test result export successfully -Perform the TIS test, the test result export successfully | A118.V412 | 3 |  |  |  | 1 |  | 44 | [8 empty] | P21107 建漢 | 44 |  | #DIVIDE BY ZERO |  | -44 | #DIVIDE BY ZERO | #UNPARSEABLE | #BLOCKED |  | -1.4667 | #DIVIDE BY ZERO | 0 | 0 | 0 | #DIVIDE BY ZERO | #DIVIDE BY ZERO
|  | 0 | A |  | A116.V41 | Reliability Testing Passive/BT/ Wi-Fi -Passive mode: The 3D antenna efficiency(%) result in standard deviation should be less than 10% Use Atenlab golden sample, perform the 3D passive test in 10 times -During the test, the DUT should not removed (to avoid re-position error) -BT/ Wi-Fi OTA mode: -Perform the TRP test, the test result export successfully -Perform the TIS test, the test result export successfully | A118.V413 | 3 |  |  |  | 1 |  | 20 | [8 empty] | P21113 晶復 | 20 |  | #DIVIDE BY ZERO |  | -20 | #DIVIDE BY ZERO | #UNPARSEABLE | #BLOCKED |  | -0.66667 | #DIVIDE BY ZERO | 0 | 0 | 0 | #DIVIDE BY ZERO | #DIVIDE BY ZERO
5-報價 |  | 2 | F |  | A116.PONN | A8 System Warranty | A118.W | 2 | [17 empty] | #DIVIDE BY ZERO |  | 0 | #DIVIDE BY ZERO | #UNPARSEABLE | #BLOCKED |  | 0 | #DIVIDE BY ZERO | 0 | 0 | 0 | #DIVIDE BY ZERO | #DIVIDE BY ZERO
3-量產 |  | 2 | N |  | A116.V | A8 System Warranty | A118.W01 | 2.5 | [17 empty] | #DIVIDE BY ZERO |  | 0 | #DIVIDE BY ZERO | #UNPARSEABLE | #BLOCKED |  | 0 | #DIVIDE BY ZERO | 0 | 0 | 0 | #DIVIDE BY ZERO | #DIVIDE BY ZERO
|  | 0 | A |  | A116.W05 | A8 System 2 years warranty -Software upgrade -Hardware coverage in case of natural damage | A118.W010 | 3 |  |  |  | 1 | 0 | 0 | 0 | [8 empty] | 0 | 0 | #DIVIDE BY ZERO |  | 0 | #DIVIDE BY ZERO | #UNPARSEABLE | #BLOCKED |  | 0 | #DIVIDE BY ZERO | 0 | 0 | 0 | #DIVIDE BY ZERO | #DIVIDE BY ZERO
|  | 0 | A |  | A116.W05 | A8 System 1 years warranty -Software upgrade -Hardware coverage in case of natural damage | A118.W011 | 3 | 實驗室用量較多，改為1年保固 |  |  | 1 | 0 | 0 | 0 | [8 empty] | 0 | 0 | #DIVIDE BY ZERO |  | 0 | #DIVIDE BY ZERO | #UNPARSEABLE | #BLOCKED |  | 0 | #DIVIDE BY ZERO | 0 | 0 | 0 | #DIVIDE BY ZERO | #DIVIDE BY ZERO
3-量產 |  | 5 | R/M |  | A116.V | A8 System Warranty Extension | A118.W05 | 2.5 | [17 empty] | #DIVIDE BY ZERO |  | 0 | #DIVIDE BY ZERO | #UNPARSEABLE | #BLOCKED |  | 0 | #DIVIDE BY ZERO | 0 | 0 | 0 | #DIVIDE BY ZERO | #DIVIDE BY ZERO
3-量產 |  | 0 | A |  | A116.W05 | A8 System 1 years warranty extension -Software upgrade -Hardware coverage in case of natural damage | A118.W051 |  |  |  |  | 1 | 400 | 100 | 360 | [8 empty] | 100 | 400 | 100% |  | -100 | #DIVIDE BY ZERO | #UNPARSEABLE | #BLOCKED |  | -3.3333 | #DIVIDE BY ZERO | 0 | 0 | 0 | #DIVIDE BY ZERO | #DIVIDE BY ZERO
3-量產 |  | 0 | A |  | A116.W05 | A8 System 2 years warranty extension -Software upgrade -Hardware coverage in case of natural damage | A118.W052 |  |  |  |  | 1 | 600 | 200 | 540 | [8 empty] | 200 | 600 | 100% |  | -200 | #DIVIDE BY ZERO | #UNPARSEABLE | #BLOCKED |  | -6.6667 | #DIVIDE BY ZERO | 0 | 0 | 0 | #DIVIDE BY ZERO | #DIVIDE BY ZERO
3-量產 |  | 0 | A |  | A116.W05 | A8 System 3 years warranty extension -Software upgrade -Hardware coverage in case of natural damage | A118.W053 |  |  |  |  | 1 | 800 | 300 | 720 | [8 empty] | 300 | 800 | 100% |  | -300 | #DIVIDE BY ZERO | #UNPARSEABLE | #BLOCKED |  | -10 | #DIVIDE BY ZERO | 0 | 0 | 0 | #DIVIDE BY ZERO | #DIVIDE BY ZERO
3-量產 |  | 0 | A |  | A116.W05 | A8 System 4 years warranty extension -Software upgrade -Hardware coverage in case of natural damage | A118.W054 |  |  |  |  | 1 | 1000 | 400 | 900 | [8 empty] | 400 | 1000 | 100% |  | -400 | #DIVIDE BY ZERO | #UNPARSEABLE | #BLOCKED |  | -13.3333 | #DIVIDE BY ZERO | 0 | 0 | 0 | #DIVIDE BY ZERO | #DIVIDE BY ZERO
3-量產 |  | 0 | A |  | A116.W05 | A8 System 5 years warranty extension -Software upgrade -Hardware coverage in case of natural damage | A118.W055 |  |  |  |  | 1 | 1200 | 500 | 1080 | [8 empty] | 500 | 1200 | 100% |  | -500 | #DIVIDE BY ZERO | #UNPARSEABLE | #BLOCKED |  | -16.6667 | #DIVIDE BY ZERO | 0 | 0 | 0 | #DIVIDE BY ZERO | #DIVIDE BY ZERO
2-開發 | 0 | 0 |  |  | A11 | A9-Customizations其他實驗室的升級-->419 | A119-PONN |  | 近場
0-未開 | 0 | 0 |  |  | A11 | A5 Near field system | A115-PONN |  | 近場
1-評估 | 1 | 1 | 3 |  | A1 | A15-R-Class_Reflector Measurement System | A15 |  | 緊縮場量測系統 反射面、2G-110GHz、3m最大 | [8 empty] | 12600 | 7100 | 56.35% | 43.15% | 46.41%
1-評估 |  | 1 |  |  | A15 | R1 OTA Measurement System | A151 |  | 小型客製化產線 |  |  | 4 | 3500 | 1000 | 2100 | 40% | 52.38% | 8400 | 4400 | 52.38% | 66.67% | 67.69% | P25-正文 P25-明泰 | 1000 | 3500 | -68471% | 2400000 | 2399000 | 99.96% | #UNPARSEABLE | #BLOCKED | 90000 | 89966.6667 | 99.96%
5-報價 |  | 3 | F |  | A116.PONN | R1 Anechoic Vertical Box System | A151.A | 2 | [17 empty] | #DIVIDE BY ZERO |  | 0 | #DIVIDE BY ZERO | #UNPARSEABLE | #BLOCKED |  | 0 | #DIVIDE BY ZERO | 0 | 0 | 0 | #DIVIDE BY ZERO | #DIVIDE BY ZERO
3-量產 |  | 1 | R |  | A116.A | SE-B5 Vertical Shielding Box | A151.A01 | 2.5 | [17 empty] | #DIVIDE BY ZERO |  | 0 | #DIVIDE BY ZERO | #UNPARSEABLE | #BLOCKED |  | 0 | #DIVIDE BY ZERO | 0 | 0 | 0 | #DIVIDE BY ZERO | #DIVIDE BY ZERO
3-量產 |  | 0 |  |  | A116.A | SE-B55 Vertical Shielding Chamber(R1-015) -Outside Dimension: D115 x W78 x H230 cm -Shielding effective: 60 dB @ 30 GHz -Painted on visual panel -AB-X1 EPP Absorber Set Material: Expandable Polypropylene Maximum Incident Power Density: 600V/m Operating Temperature: -15℃ to +60℃ Operating Humidity: 30% to 70% Suited for Class 100,000 clean room RoHS & REACH & NRL8093 Compliant | A151.A015 | 3 |  |  |  | 1 | [10 empty] | 25139B-正文 |  |  | #DIVIDE BY ZERO |  | 0 | #DIVIDE BY ZERO | #UNPARSEABLE | #BLOCKED |  | 0 | #DIVIDE BY ZERO | 0 | 0 | 0 | #DIVIDE BY ZERO | #DIVIDE BY ZERO
|  | 1 |  |  | A116.A | SE-D2 Shielding Swing Door | A151.A05 |  | 額外的門 | [16 empty] | #DIVIDE BY ZERO |  | 0 | #DIVIDE BY ZERO | #UNPARSEABLE | #BLOCKED |  | 0 | #DIVIDE BY ZERO | 0 | 0 | 0 | #DIVIDE BY ZERO | #DIVIDE BY ZERO
3-量產 |  | 0 |  |  | A116.A | SE-D215 Flat Shielding Swing Door -Dimension W0.5 x H1.0m -Blade contact auto-latching -Unlock door during power outage -Anti-pinch sensor -Drawer type door can be replaced(40x40cm) | A151.A056 | 3 |  |  |  | 1 | [10 empty] | 25139B-正文 |  |  | #DIVIDE BY ZERO |  | 0 | #DIVIDE BY ZERO | #UNPARSEABLE | #BLOCKED |  | 0 | #DIVIDE BY ZERO | 0 | 0 | 0 | #DIVIDE BY ZERO | #DIVIDE BY ZERO
|  | 0 |  |  | A116.A | SE-A1 Front Access panel | A151.A07 | [18 empty] | #DIVIDE BY ZERO |  | 0 | #DIVIDE BY ZERO | #UNPARSEABLE | #BLOCKED |  | 0 | #DIVIDE BY ZERO | 0 | 0 | 0 | #DIVIDE BY ZERO | #DIVIDE BY ZERO
1-評估 |  | Y |  |  | A15 | R2 CATR OTA Measurement System | A152 |  | 垂直式 25cm |  |  | 1 | 7000 | 1500 | 4200 | 40% | 64.29% | 4200 | 2700 | 64.29% | 33.33% | 41.54% | P25-DSPR | 1500 | 7000 | -18471% | 1300000 | 1298500 | 99.88% | #UNPARSEABLE | #BLOCKED | 60000 | 59950 | 99.92%
5-報價 |  | 0 | F |  | A116.PONN | 152-R2 Slim-CATR Antenna Measurement System | P25129 | 2 | [17 empty] | #DIVIDE BY ZERO |  | 0 | #DIVIDE BY ZERO | #UNPARSEABLE | #BLOCKED |  | 0 | #DIVIDE BY ZERO | 0 | 0 | 0 | #DIVIDE BY ZERO | #DIVIDE BY ZERO
5-報價 |  | 8 | F |  | A116.PONN | R2 Anechoic Vertical Box System | A152.A | 2 | [17 empty] | #DIVIDE BY ZERO |  | 0 | #DIVIDE BY ZERO | #UNPARSEABLE | #BLOCKED |  | 0 | #DIVIDE BY ZERO | 0 | 0 | 0 | #DIVIDE BY ZERO | #DIVIDE BY ZERO
3-量產 |  | 1 | R |  | A116.A | SE-B5 Vertical Shielding Box | A152.A01 | 2.5 | [17 empty] | #DIVIDE BY ZERO |  | 0 | #DIVIDE BY ZERO | #UNPARSEABLE | #BLOCKED |  | 0 | #DIVIDE BY ZERO | 0 | 0 | 0 | #DIVIDE BY ZERO | #DIVIDE BY ZERO
|  | 0 |  |  | A116.A | SE-B55 Vertical Shielding Box (R2) -Outside Dimension: L117 x W78 x H190cm -Shielding effective: 0.5 GHz - 50GHz > 100dB -4 wheels for moving -Weight: 400kg include the positioner -Flat Shielding Swing Door Dimension W50 x H56 cm Blade contact auto-latching -AB-X1 EPP Absorber Set Material: Expandable Polypropylene AB-X12: 5cm height pyramid absorber AB-X14: 3cm height flatten absorber RoHS & REACH Compliant | A152.A010 | 3 |  |  |  | 1 |  | 710.2 | [9 empty] | 710.2 |  | #DIVIDE BY ZERO |  | -710.2 | #DIVIDE BY ZERO | #UNPARSEABLE | #BLOCKED |  | -23.6733 | #DIVIDE BY ZERO | 0 | 0 | 0 | #DIVIDE BY ZERO | #DIVIDE BY ZERO
|  | 1 |  |  | A116.A | SE-D2 Shielding Swing Door | A152.A05 | [18 empty] | #DIVIDE BY ZERO |  | 0 | #DIVIDE BY ZERO | #UNPARSEABLE | #BLOCKED |  | 0 | #DIVIDE BY ZERO | 0 | 0 | 0 | #DIVIDE BY ZERO | #DIVIDE BY ZERO
|  | 0 |  |  | A116.A | SE-D22 Flat Shielding Swing Door (R2/A2 set) -Dimension W50 x H56 cm -Blade contact auto-latching | A152.A050 |  |  |  |  | 2 |  | 0 | [9 empty] | 0 |  | #DIVIDE BY ZERO |  | 0 | #DIVIDE BY ZERO | #UNPARSEABLE | #BLOCKED |  | 0 | #DIVIDE BY ZERO | 0 | 0 | 0 | #DIVIDE BY ZERO | #DIVIDE BY ZERO
|  | 2 |  |  | A116.A | SE-A1 Front Access panel | A152.A07 | [18 empty] | #DIVIDE BY ZERO |  | 0 | #DIVIDE BY ZERO | #UNPARSEABLE | #BLOCKED |  | 0 | #DIVIDE BY ZERO | 0 | 0 | 0 | #DIVIDE BY ZERO | #DIVIDE BY ZERO
|  | 0 |  |  | A116.A | SE-A21 Access panel front (R1 / R2 / A1 / A2 43.5GHz) -Dimension: W17cm x H17cm x 4pcs -2.92mm Jack to Jack x 4 -1" Waveguide tube for extension cable through x 1 | A152.A070 |  |  |  |  | 1 |  | 16.8 | [9 empty] | 16.8 |  | #DIVIDE BY ZERO |  | -16.8 | #DIVIDE BY ZERO | #UNPARSEABLE | #BLOCKED |  | -0.56 | #DIVIDE BY ZERO | 0 | 0 | 0 | #DIVIDE BY ZERO | #DIVIDE BY ZERO
|  | 0 |  |  | A116.A | SE-A21 Access panel front (R1 / R2 / A1 / A2 50GHz) -Dimension: W17cm x H17cm x 4pcs -2.4mm Jack to Jack x 4 -1" Waveguide tube for extension cable through x 1 | A152.A071 |  |  |  |  | 1 |  | 26 | [9 empty] | 26 |  | #DIVIDE BY ZERO |  | -26 | #DIVIDE BY ZERO | #UNPARSEABLE | #BLOCKED |  | -0.86667 | #DIVIDE BY ZERO | 0 | 0 | 0 | #DIVIDE BY ZERO | #DIVIDE BY ZERO
|  | 2 |  |  | A116.A | SE-A1 Rear Access panel | A152.A08 | [18 empty] | #DIVIDE BY ZERO |  | 0 | #DIVIDE BY ZERO | #UNPARSEABLE | #BLOCKED |  | 0 | #DIVIDE BY ZERO | 0 | 0 | 0 | #DIVIDE BY ZERO | #DIVIDE BY ZERO
|  | 0 |  |  | A116.A | SE-A22 Access panel rear (R2 43.5GHz) -Frequency: 30M - 18GHz > 80dB -Dimension: W12 x H22 cm -2.92mm Jack to Jack x 2 | A152.A080 |  |  |  |  | 1 |  | 8.4 | [9 empty] | 8.4 |  | #DIVIDE BY ZERO |  | -8.4 | #DIVIDE BY ZERO | #UNPARSEABLE | #BLOCKED |  | -0.28 | #DIVIDE BY ZERO | 0 | 0 | 0 | #DIVIDE BY ZERO | #DIVIDE BY ZERO
|  | 0 |  |  | A116.A | SE-A22 Access panel rear (R2/A2 50GHz) -Dimension: W12 x H22 cm -2.4mm Jack to Jack x 2 | A152.A081 |  |  |  |  | 1 |  | 26 | [9 empty] | 26 |  | #DIVIDE BY ZERO |  | -26 | #DIVIDE BY ZERO | #UNPARSEABLE | #BLOCKED |  | -0.86667 | #DIVIDE BY ZERO | 0 | 0 | 0 | #DIVIDE BY ZERO | #DIVIDE BY ZERO
|  | 0 |  |  | A116.A | SE-H Shielding Honeycomb Air Vent | A152.A09 | [18 empty] | #DIVIDE BY ZERO |  | 0 | #DIVIDE BY ZERO | #UNPARSEABLE | #BLOCKED |  | 0 | #DIVIDE BY ZERO | 0 | 0 | 0 | #DIVIDE BY ZERO | #DIVIDE BY ZERO
|  | 1 |  |  | A116.A | AB-RP EPP Absorber Set | A152.A11 | [18 empty] | #DIVIDE BY ZERO |  | 0 | #DIVIDE BY ZERO | #UNPARSEABLE | #BLOCKED |  | 0 | #DIVIDE BY ZERO | 0 | 0 | 0 | #DIVIDE BY ZERO | #DIVIDE BY ZERO
|  | 0 |  |  | A116.A | AB-X1 EPP Absorber Set (R2/ A1) -Material: Expandable Polypropylene -Frequency: 6 - 110GHz -AB-X12: 5cm height pyramid absorber -AB-X14: 3cm height flatten absorber -RoHS & REACH Compliant | A152.A110 |  |  |  |  | 1 |  | 24.1 | [9 empty] | 24.1 |  | #DIVIDE BY ZERO |  | -24.1 | #DIVIDE BY ZERO | #UNPARSEABLE | #BLOCKED |  | -0.80333 | #DIVIDE BY ZERO | 0 | 0 | 0 | #DIVIDE BY ZERO | #DIVIDE BY ZERO
|  | 1 |  |  | A116.A | SE-F Filter set | A152.A15 | [18 empty] | #DIVIDE BY ZERO |  | 0 | #DIVIDE BY ZERO | #UNPARSEABLE | #BLOCKED |  | 0 | #DIVIDE BY ZERO | 0 | 0 | 0 | #DIVIDE BY ZERO | #DIVIDE BY ZERO
|  | 0 |  |  | A116.A | SE-F Power & Signal filter Set (R2/ A2/ A3) -SE-F12 1P2W 100 -280 VAC/ 6 A x 1(for Equipment & EUT) -SE-F14 50VDC/ 2A, DC005 (5.5mm/ 2.1mm) x 2 -SE-F22-02 RJ45 1Gbps x 2 -SE-F23-02 USB3.0 x 3 (1 for Positioner) | A152.A150 |  |  |  |  | 1 | [13 empty] | #DIVIDE BY ZERO |  | 0 | #DIVIDE BY ZERO | #UNPARSEABLE | #BLOCKED |  | 0 | #DIVIDE BY ZERO | 0 | 0 | 0 | #DIVIDE BY ZERO | #DIVIDE BY ZERO
|  | 1 |  |  | A116.A | SE-X Laser Alignment System | A152.A17 | [18 empty] | #DIVIDE BY ZERO |  | 0 | #DIVIDE BY ZERO | #UNPARSEABLE | #BLOCKED |  | 0 | #DIVIDE BY ZERO | 0 | 0 | 0 | #DIVIDE BY ZERO | #DIVIDE BY ZERO
|  | 0 |  |  | A116.A | SE-X32 Laser Alignment System -Independent 3 red laser line -Mounting type: Wall bracket -Horizontal alignment: 1 line -Vertical alignment: 2 line | A152.A170 |  |  |  |  | 1 | 30 | 0 | 20 | [8 empty] | 0 | 30 | 100% |  | 0 | #DIVIDE BY ZERO | #UNPARSEABLE | #BLOCKED |  | 0 | #DIVIDE BY ZERO | 0 | 0 | 0 | #DIVIDE BY ZERO | #DIVIDE BY ZERO
5-報價 |  | 4 | F |  | A116.PONN | R2 RF Measurement System | A152.C | 2 | [14 empty] | Q20441-長弘 |  |  | #DIVIDE BY ZERO |  | 0 | #DIVIDE BY ZERO | #UNPARSEABLE | #BLOCKED |  | 0 | #DIVIDE BY ZERO | 0 | 0 | 0 | #DIVIDE BY ZERO | #DIVIDE BY ZERO
3-量產 |  | 4 | R |  | A116.A | AT-H2 Dual Polarization Horn Antenna | A152.C01 | 3 | [17 empty] | #DIVIDE BY ZERO |  | 0 | #DIVIDE BY ZERO | #UNPARSEABLE | #BLOCKED |  | 0 | #DIVIDE BY ZERO | 0 | 0 | 0 | #DIVIDE BY ZERO | #DIVIDE BY ZERO
|  | 0 |  |  | A116.A | AT-H24 Dual Polarization Corrugated Conical Horn -Antenna frequency: 24 - 42GHz -Antenna gain: 14dBi (Typical) -3dB Beamwidth: 35° (Typical) -Polarization: Dual linear polarization -Polarization isolation: > 20dB -Antenna aperture size: 35mm -Connector: WR28 waveguide | A152.C010 |  |  |  |  | 1 |  | 56.8 | [9 empty] | 56.8 |  | #DIVIDE BY ZERO |  | -56.8 | #DIVIDE BY ZERO | #UNPARSEABLE | #BLOCKED |  | -1.8933 | #DIVIDE BY ZERO | 0 | 0 | 0 | #DIVIDE BY ZERO | #DIVIDE BY ZERO
0-未開 |  | 0 |  |  | A116.A | AT-H24 Dual Polarization Corrugated Conical Horn -Antenna frequency: 33 - 50GHz -Antenna gain: 14dBi (Typical) -3dB Beamwidth: 35° (Typical) -Polarization: Dual linear polarization -Polarization isolation: > 20dB -Antenna aperture size: 29mm -Connector: WR22 waveguide | A152.C011 |  |  |  |  | 1 |  | 121.5 | [9 empty] | 121.5 |  | #DIVIDE BY ZERO |  | -121.5 | #DIVIDE BY ZERO | #UNPARSEABLE | #BLOCKED |  | -4.05 | #DIVIDE BY ZERO | 0 | 0 | 0 | #DIVIDE BY ZERO | #DIVIDE BY ZERO
0-未開 |  | 0 |  |  | A116.A | AT-H25 Dual Polarization Corrugated Conical Horn -Antenna frequency: 40 - 60GHz -Antenna gain: 14dBi (Typical) -3dB Beamwidth: 35° (Typical) -Polarization: Dual linear polarization -Polarization isolation: > 20dB -Connector: WR19 waveguide | A152.C012 |  |  |  |  | 1 |  | 190.5 | [9 empty] | 190.5 |  | #DIVIDE BY ZERO |  | -190.5 | #DIVIDE BY ZERO | #UNPARSEABLE | #BLOCKED |  | -6.35 | #DIVIDE BY ZERO | 0 | 0 | 0 | #DIVIDE BY ZERO | #DIVIDE BY ZERO
0-未開 |  | 0 |  |  | A116.A | AT-H25 Dual Polarization Corrugated Conical Horn -Antenna frequency: 60 - 90GHz -Antenna gain: 14dBi (Typical) -3dB Beamwidth: 35° (Typical) -Polarization: Dual linear polarization -Polarization isolation: > 20dB -Connector: WR12 waveguide | A152.C013 |  |  |  |  | 1 |  | 228 | [9 empty] | 228 |  | #DIVIDE BY ZERO |  | -228 | #DIVIDE BY ZERO | #UNPARSEABLE | #BLOCKED |  | -7.6 | #DIVIDE BY ZERO | 0 | 0 | 0 | #DIVIDE BY ZERO | #DIVIDE BY ZERO
3-量產 |  | 10 | R |  | A116.A | AT-H18 Standard Gain Horn | A152.C02 | 3 | [17 empty] | #DIVIDE BY ZERO |  | 0 | #DIVIDE BY ZERO | #UNPARSEABLE | #BLOCKED |  | 0 | #DIVIDE BY ZERO | 0 | 0 | 0 | #DIVIDE BY ZERO | #DIVIDE BY ZERO
0-未開 |  | 0 |  |  | A116.A | AT-H32 Standard Gain Horn Antenna WR-284 -Antenna frequency: 2.6 - 3.95 GHz -Antenna gain: 10 dBi (Typical) -Polarization: Single linear polarization -Power handling: Max. 50 Watt CW -Antenna aperture size: 150mm -Connector: N-Type(F) -Calibration: Factory report | [5 empty] | 1 |  | 38 | [9 empty] | 38 |  | #DIVIDE BY ZERO |  | -38 | #DIVIDE BY ZERO | #UNPARSEABLE | #BLOCKED |  | -1.2667 | #DIVIDE BY ZERO | 0 | 0 | 0 | #DIVIDE BY ZERO | #DIVIDE BY ZERO
0-未開 |  | 0 |  |  | A116.A | AT-H32 Standard Gain Horn Antenna WR-187 -Antenna frequency: 3.95 - 5.85 GHz -Antenna gain: 10 dBi (Typical) -Polarization: Single linear polarization -Power handling: Max. 50 Watt CW -Antenna aperture size: 100mm -Connector: SMA(F) -Calibration: Factory report | [5 empty] | 1 |  | 20 | [9 empty] | 20 |  | #DIVIDE BY ZERO |  | -20 | #DIVIDE BY ZERO | #UNPARSEABLE | #BLOCKED |  | -0.66667 | #DIVIDE BY ZERO | 0 | 0 | 0 | #DIVIDE BY ZERO | #DIVIDE BY ZERO
0-未開 |  | 0 |  |  | A116.A | AT-H32 Standard Gain Horn Antenna WR-137 -Antenna frequency: 5.85 - 8.2 GHz -Antenna gain: 15 dBi (Typical) -Polarization: Single linear polarization -Power handling: Max. 50 Watt CW -Antenna aperture size: 150mm -Connector: SMA(F) -Calibration: Factory report | [5 empty] | 1 |  | 20 | [9 empty] | 20 |  | #DIVIDE BY ZERO |  | -20 | #DIVIDE BY ZERO | #UNPARSEABLE | #BLOCKED |  | -0.66667 | #DIVIDE BY ZERO | 0 | 0 | 0 | #DIVIDE BY ZERO | #DIVIDE BY ZERO
0-未開 |  | 0 |  |  | A116.A | AT-H32 Standard Gain Horn Antenna WR-90 -Antenna frequency: 8.2 - 12.4 GHz -Antenna gain: 15 dBi (Typical) -Polarization: Single linear polarization -Power handling: Max. 50 Watt CW -Antenna aperture size: 90mm -Connector: SMA(F) -Calibration: Factory report | [5 empty] | 1 |  | 20 | [9 empty] | 20 |  | #DIVIDE BY ZERO |  | -20 | #DIVIDE BY ZERO | #UNPARSEABLE | #BLOCKED |  | -0.66667 | #DIVIDE BY ZERO | 0 | 0 | 0 | #DIVIDE BY ZERO | #DIVIDE BY ZERO
0-未開 |  | 0 |  |  | A116.A | AT-H32 Standard Gain Horn Antenna WR-62 -Antenna frequency: 12.4 - 18 GHz -Antenna gain: 20 dBi (Typical) -Polarization: Single linear polarization -Power handling: Max. 50 Watt CW -Antenna aperture size: 100mm -Connector: SMA(F) -Calibration: Factory report | [5 empty] | 1 |  | 19.4 | [9 empty] | 19.4 |  | #DIVIDE BY ZERO |  | -19.4 | #DIVIDE BY ZERO | #UNPARSEABLE | #BLOCKED |  | -0.64667 | #DIVIDE BY ZERO | 0 | 0 | 0 | #DIVIDE BY ZERO | #DIVIDE BY ZERO
0-未開 |  | 0 |  |  | A116.A | AT-H33 Standard Gain Horn Antenna WR-42 -Antenna frequency: 18 - 26.5 GHz -Antenna gain: 20 dBi (Typical) -Polarization: Single linear polarization -Power handling: Max. 50 Watt CW -Antenna aperture size: 65mm -Connector: 3.5mm(F) -Calibration: Factory report | [5 empty] | 1 |  | 19.7 | [9 empty] | 19.7 |  | #DIVIDE BY ZERO |  | -19.7 | #DIVIDE BY ZERO | #UNPARSEABLE | #BLOCKED |  | -0.65667 | #DIVIDE BY ZERO | 0 | 0 | 0 | #DIVIDE BY ZERO | #DIVIDE BY ZERO
0-未開 |  | 0 |  |  | A116.A | AT-H33 Standard Gain Horn Antenna WR-34 -Antenna frequency: 22 - 33 GHz -Antenna gain: 20 dBi (Typical) -Polarization: Single linear polarization -Power handling: Max. 50 Watt CW -Antenna aperture size: 55mm -Connector: 2.92mm(F) -Calibration: Factory report | [5 empty] | 1 |  | 19.7 | [9 empty] | 19.7 |  | #DIVIDE BY ZERO |  | -19.7 | #DIVIDE BY ZERO | #UNPARSEABLE | #BLOCKED |  | -0.65667 | #DIVIDE BY ZERO | 0 | 0 | 0 | #DIVIDE BY ZERO | #DIVIDE BY ZERO
|  | 0 |  |  | A116.A | AT-H33 Standard Gain Horn Antenna WR-28 -Antenna frequency: 26.5 - 40 GHz -Antenna gain: 20 dBi (Typical) -Polarization: Single linear polarization -Power handling: Max. 50 Watt CW -Antenna aperture size: 41mm -Connector: 2.92mm(F) -Calibration: Factory report | A152.C020 |  |  |  |  | 1 |  | 23.5 | [9 empty] | 23.5 |  | #DIVIDE BY ZERO |  | -23.5 | #DIVIDE BY ZERO | #UNPARSEABLE | #BLOCKED |  | -0.78333 | #DIVIDE BY ZERO | 0 | 0 | 0 | #DIVIDE BY ZERO | #DIVIDE BY ZERO
0-未開 |  | 0 |  |  | A116.A | AT-H33 Standard Gain Horn Antenna WR-22 -Antenna frequency: 33 - 50 GHz -Antenna gain: 20 dBi (Typical) -Polarization: Single linear polarization -Power handling: Max. 50 Watt CW -Antenna aperture size: 36mm -Connector: 2.4mm(F) -Calibration: Factory report | [5 empty] | 1 |  | 28.2 | [9 empty] | 28.2 |  | #DIVIDE BY ZERO |  | -28.2 | #DIVIDE BY ZERO | #UNPARSEABLE | #BLOCKED |  | -0.94 | #DIVIDE BY ZERO | 0 | 0 | 0 | #DIVIDE BY ZERO | #DIVIDE BY ZERO
0-未開 |  | 0 |  |  | A116.A | AT-H34 Standard Gain Horn Antenna WR-12 -Antenna frequency: 60 - 90 GHz -Antenna gain: 20 dBi (Typical) -Polarization: Single linear polarization -Power handling: Max. 50 Watt CW -Antenna aperture size: 20mm -Connector: WR-12 waveguide -Calibration: Factory report | [5 empty] | 1 |  | 28.8 | [9 empty] | 28.8 |  | #DIVIDE BY ZERO |  | -28.8 | #DIVIDE BY ZERO | #UNPARSEABLE | #BLOCKED |  | -0.96 | #DIVIDE BY ZERO | 0 | 0 | 0 | #DIVIDE BY ZERO | #DIVIDE BY ZERO
3-量產 |  | 1 | R |  | A116.A | AT-R Reflector | A152.C05 | 3 | [17 empty] | #DIVIDE BY ZERO |  | 0 | #DIVIDE BY ZERO | #UNPARSEABLE | #BLOCKED |  | 0 | #DIVIDE BY ZERO | 0 | 0 | 0 | #DIVIDE BY ZERO | #DIVIDE BY ZERO
|  | 0 |  |  | A116.A | AT-R22 CATR reflector -Reflector Size: 0.6 X 0.6m (W/H) -Reflector frequency range: 18 - 90GHz -Reflector Edge: Rolled edge -Feed antenna location: Side feed -Quiet zone size: 0.30m -Quiet zone shape: Circular cylinder -Cross polarization: ≦ -25dB -Amplitude taper: ≦ 2.8dB -Amplitude ripple(SD): ±1.2dB -Fixture for reflector: Adjustable | A152.C050 |  |  | A213.R221 |  | 1 |  | 35 | [9 empty] | 35 |  | #DIVIDE BY ZERO |  | -35 | #DIVIDE BY ZERO | #UNPARSEABLE | #BLOCKED |  | -1.1667 | #DIVIDE BY ZERO | 0 | 0 | 0 | #DIVIDE BY ZERO | #DIVIDE BY ZERO
3-量產 |  | 4 |  |  | A118.C | FM Measurement System Switching Box | A152.C11 | [18 empty] | #DIVIDE BY ZERO |  | 0 | #DIVIDE BY ZERO | #UNPARSEABLE | #BLOCKED |  | 0 | #DIVIDE BY ZERO | 0 | 0 | 0 | #DIVIDE BY ZERO | #DIVIDE BY ZERO
|  | 0 |  |  |  | FM-S12 Measurement System R2 (WR-28 Ka-Band) -Rotary Joint: DC - 43.5GHz -Coaxial connector: 2.92mm -Path for passive with 4 port VNA -Path frequency: 22 - 43.5GHz (WR-28 Cutoff frequency) | A152.C110 |  |  |  |  | 1 |  | 117.15 | [9 empty] | 117.15 |  | #DIVIDE BY ZERO |  | -117.15 | #DIVIDE BY ZERO | #UNPARSEABLE | #BLOCKED |  | -3.905 | #DIVIDE BY ZERO | 0 | 0 | 0 | #DIVIDE BY ZERO | #DIVIDE BY ZERO
|  | 0 |  |  |  | FM-S12 Measurement System R2 with switching box (WR-28 Ka-Band) -Rotary Joint: DC - 43.5GHz -Coaxial connector: 2.92mm -RF switching box for polarization and 2 function selection -Path frequency: 22 - 43.5GHz (WR-28 Cutoff frequency) | A152.C111 |  |  |  |  | 1 |  | 213.15 | [9 empty] | 213.15 |  | #DIVIDE BY ZERO |  | -213.15 | #DIVIDE BY ZERO | #UNPARSEABLE | #BLOCKED |  | -7.105 | #DIVIDE BY ZERO | 0 | 0 | 0 | #DIVIDE BY ZERO | #DIVIDE BY ZERO
0-未開 |  | 0 |  |  |  | FM-S12 Measurement System R2 (60 - 90GHz) -Rotary Joint: WR-12 -Coaxial connector: WR-12 -Path frequency: 60 - 90GHz | A152.C112 |  |  |  |  | 1 |  | 0 | [9 empty] | 0 |  | #DIVIDE BY ZERO |  | 0 | #DIVIDE BY ZERO | #UNPARSEABLE | #BLOCKED |  | 0 | #DIVIDE BY ZERO | 0 | 0 | 0 | #DIVIDE BY ZERO | #DIVIDE BY ZERO
0-未開 |  | 0 |  |  |  | FM-S12 Measurement System R2 with switching box (WR-12 E-Band) -Rotary Joint: 60 - 90GHz -Waveguide connector: WR-12 -RF switching box for polarization and 2 function selection -Path frequency: 60 - 90GHz (WR-12 Cutoff frequency) | A152.C113 |  |  |  |  | 1 |  | 0.15 | [9 empty] | 0.15 |  | #DIVIDE BY ZERO |  | -0.15 | #DIVIDE BY ZERO | #UNPARSEABLE | #BLOCKED |  | -0.005 | #DIVIDE BY ZERO | 0 | 0 | 0 | #DIVIDE BY ZERO | #DIVIDE BY ZERO
5-報價 |  | 3 | F |  | A116.PONN | R2 Positioner & Control System | A152.E | 2 | 電腦6萬、沒有儀器櫃、轉桌10萬(Roll/ Azimuth共2軸)、治具材料20萬 | [16 empty] | #DIVIDE BY ZERO |  | 0 | #DIVIDE BY ZERO | #UNPARSEABLE | #BLOCKED |  | 0 | #DIVIDE BY ZERO | 0 | 0 | 0 | #DIVIDE BY ZERO | #DIVIDE BY ZERO
3-量產 |  | 1 | A |  | A116.C | AE-T3 OTA 3D Turntable | A152.E03 | [18 empty] | #DIVIDE BY ZERO |  | 0 | #DIVIDE BY ZERO | #UNPARSEABLE | #BLOCKED |  | 0 | #DIVIDE BY ZERO | 0 | 0 | 0 | #DIVIDE BY ZERO | #DIVIDE BY ZERO
|  | 0 | A1 |  | A116.E02 | AE-T32 3D Performance Type Turntable -Motion: Roll/ Azimuth -Diameter : 0.55m -Max. vertical loading: 2Kg -Max. speed: 12RPM (Roll) / 6RPM (Azimuth) -Resolution: 0.1° -Encoder accuracy: ±0.5° -Travel: 0° - 360° -Power consumption: 140W -Adaptor platform -AE-T39 Flat Plate Fixture | A152.E030 |  |  |  |  | 1 |  | 15 | [9 empty] | 15 |  | #DIVIDE BY ZERO |  | -15 | #DIVIDE BY ZERO | #UNPARSEABLE | #BLOCKED |  | -0.5 | #DIVIDE BY ZERO | 0 | 0 | 0 | #DIVIDE BY ZERO | #DIVIDE BY ZERO
3-量產 |  | 1 | A |  | A116.C | AE-C2 IPC All-in-one Controller | A152.E23 | [18 empty] | #DIVIDE BY ZERO |  | 0 | #DIVIDE BY ZERO | #UNPARSEABLE | #BLOCKED |  | 0 | #DIVIDE BY ZERO | 0 | 0 | 0 | #DIVIDE BY ZERO | #DIVIDE BY ZERO
|  | 0 | A1 |  | A116.E02 | AE-C21 IPC All-in-one Controller & OS -CPU: Intel Core i5 Processor -OS: Windows 10 Enterprise 64 bit -Hard Drive 500GB -RAM: 8Gb -Microsoft Excel -GPIB card -15.6" panel monitor | A152.E230 |  |  |  |  | 1 |  | 82.1 | [9 empty] | 82.1 |  | #DIVIDE BY ZERO |  | -82.1 | #DIVIDE BY ZERO | #UNPARSEABLE | #BLOCKED |  | -2.7367 | #DIVIDE BY ZERO | 0 | 0 | 0 | #DIVIDE BY ZERO | #DIVIDE BY ZERO
3-量產 |  | 1 | A |  | A116.C | AE-T7 Feed antenna positioner | A152.E25 | [18 empty] | #DIVIDE BY ZERO |  | 0 | #DIVIDE BY ZERO | #UNPARSEABLE | #BLOCKED |  | 0 | #DIVIDE BY ZERO | 0 | 0 | 0 | #DIVIDE BY ZERO | #DIVIDE BY ZERO
|  | 0 | A1 |  | A116.E02 | AE-T71 Manual Feed Positioner (R1/ R2) -4 axis positioner: Polarization/ X/ Y/ Z -Polarization: 0°/ 90° with accuracy 2° -Z axis: Travel 0-50 mm with accuracy 1 mm -Manual control the X/Y/Z axis for phase center -Feed switch: Manual | A152.E250 |  |  |  |  | 1 |  | 0 | [9 empty] | 0 |  | #DIVIDE BY ZERO |  | 0 | #DIVIDE BY ZERO | #UNPARSEABLE | #BLOCKED |  | 0 | #DIVIDE BY ZERO | 0 | 0 | 0 | #DIVIDE BY ZERO | #DIVIDE BY ZERO
5-報價 |  | 1 |  |  | A173.PONN | R2 Measurement Software | A152.S | 2 | [17 empty] | #DIVIDE BY ZERO |  | 0 | #DIVIDE BY ZERO | #UNPARSEABLE | #BLOCKED |  | 0 | #DIVIDE BY ZERO | 0 | 0 | 0 | #DIVIDE BY ZERO | #DIVIDE BY ZERO
3-量產 |  | 3 | R |  | #UNPARSEABLE | MW5 Maxwell 5G Software | A152.S5 | [18 empty] | #DIVIDE BY ZERO |  | 0 | #DIVIDE BY ZERO | #UNPARSEABLE | #BLOCKED |  | 0 | #DIVIDE BY ZERO | 0 | 0 | 0 | #DIVIDE BY ZERO | #DIVIDE BY ZERO
|  | 0 |  |  | #UNPARSEABLE | Passive function -2D/3D Antenna measurement -Test result: Antenna efficiency, gain pattern, peak gain -Instrument: Consistent with the quotation -One license permits one model of network analyzer | A152.S510 |  |  |  |  | 1 | [13 empty] | #DIVIDE BY ZERO |  | 0 | #DIVIDE BY ZERO | #UNPARSEABLE | #BLOCKED |  | 0 | #DIVIDE BY ZERO | 0 | 0 | 0 | #DIVIDE BY ZERO | #DIVIDE BY ZERO
|  | 0 |  |  | #UNPARSEABLE | MW4 Maxwell OTA Passive Advanced Software -Axial ratio, ECC calculation -Instrument: Consistent with the quotation -One license permits one model of network analyzer | A152.S511 |  |  |  |  | 1 | [13 empty] | #DIVIDE BY ZERO |  | 0 | #DIVIDE BY ZERO | #UNPARSEABLE | #BLOCKED |  | 0 | #DIVIDE BY ZERO | 0 | 0 | 0 | #DIVIDE BY ZERO | #DIVIDE BY ZERO
|  | 0 |  |  | #UNPARSEABLE | MW5 Maxwell OTA 5GNR FR1 Software -TRP/ TIS measurement -5GNR FR1 -Instrument: Consistent with the quotation -One license permits one model of equipment | A152.S512 |  |  |  |  | 1 | [13 empty] | #DIVIDE BY ZERO |  | 0 | #DIVIDE BY ZERO | #UNPARSEABLE | #BLOCKED |  | 0 | #DIVIDE BY ZERO | 0 | 0 | 0 | #DIVIDE BY ZERO | #DIVIDE BY ZERO
5-報價 |  | 0 |  |  |  | R2 Training | A152.U | [18 empty] | #DIVIDE BY ZERO |  | 0 | #DIVIDE BY ZERO |  | #DIVIDE BY ZERO |  | 0 | #DIVIDE BY ZERO
5-報價 |  | 6 | F |  | A116.PONN | R2 System Acceptance | A152.V | 2 | 校驗工具：Scanner含治具 50萬, 校驗一個天線需2天時間，標配1組天線共需6天(前置調校作業時間4天) | [16 empty] | #DIVIDE BY ZERO |  | 0 | #DIVIDE BY ZERO | #UNPARSEABLE | #BLOCKED |  | 0 | #DIVIDE BY ZERO | 0 | 0 | 0 | #DIVIDE BY ZERO | #DIVIDE BY ZERO
3-量產 |  | 1 | R |  | A116.V | Hardware item check | A152.V01 | [18 empty] | #DIVIDE BY ZERO |  | 0 | #DIVIDE BY ZERO | #UNPARSEABLE | #BLOCKED |  | 0 | #DIVIDE BY ZERO | 0 | 0 | 0 | #DIVIDE BY ZERO | #DIVIDE BY ZERO
|  | 0 | A |  | A116.V01 | Hardware Item Check -Anechoic Chamber -RF Measurement -Positioner and control | A152.V010 |  | 依照系統售價之10% |  |  | 1 |  | 2 | [9 empty] | 2 |  | #DIVIDE BY ZERO |  | -2 | #DIVIDE BY ZERO | #UNPARSEABLE | #BLOCKED |  | -0.066667 | #DIVIDE BY ZERO | 0 | 0 | 0 | #DIVIDE BY ZERO | #DIVIDE BY ZERO
3-量產 |  | 3 | R |  | A116.V | Shielding Effective | A152.V11 | [18 empty] | #DIVIDE BY ZERO |  | 0 | #DIVIDE BY ZERO | #UNPARSEABLE | #BLOCKED |  | 0 | #DIVIDE BY ZERO | 0 | 0 | 0 | #DIVIDE BY ZERO | #DIVIDE BY ZERO
|  | 0 | A |  | A116.V11 | #UNPARSEABLE | A152.V110 |  | 依照系統售價之10% |  |  | 1 | #UNPARSEABLE | #UNPARSEABLE | #UNPARSEABLE | [8 empty] | #BLOCKED | #BLOCKED | #BLOCKED |  | #BLOCKED | #BLOCKED | #UNPARSEABLE | #BLOCKED |  | #BLOCKED | #BLOCKED | 0 | 0 | 0 | #DIVIDE BY ZERO | #DIVIDE BY ZERO
|  | 0 | A |  | A116.V11 | #UNPARSEABLE | A152.V111 |  | 依照系統售價之10% |  |  | 1 | #UNPARSEABLE | #UNPARSEABLE | #UNPARSEABLE | [8 empty] | #BLOCKED | #BLOCKED | #BLOCKED |  | #BLOCKED | #BLOCKED | #UNPARSEABLE | #BLOCKED |  | #BLOCKED | #BLOCKED | 0 | 0 | 0 | #DIVIDE BY ZERO | #DIVIDE BY ZERO
|  | 0 | A |  | A116.V11 | #UNPARSEABLE | A152.V112 |  | 依照系統售價之10% |  |  | 1 | #UNPARSEABLE | #UNPARSEABLE | #UNPARSEABLE | [8 empty] | #BLOCKED | #BLOCKED | #BLOCKED |  | #BLOCKED | #BLOCKED | #UNPARSEABLE | #BLOCKED |  | #BLOCKED | #BLOCKED | 0 | 0 | 0 | #DIVIDE BY ZERO | #DIVIDE BY ZERO
3-量產 |  | 2 | R |  | A116.V | Path Loss Calibration | A152.V21 |  | by Measurement Antenna | [16 empty] | #DIVIDE BY ZERO |  | 0 | #DIVIDE BY ZERO | #UNPARSEABLE | #BLOCKED |  | 0 | #DIVIDE BY ZERO | 0 | 0 | 0 | #DIVIDE BY ZERO | #DIVIDE BY ZERO
|  | 0 | A |  | A116.V21 | Path Loss Calibration Passive -Passive path: 24 - 42 GHz -Calibration antenna: Horn antenna -According CTIA standard for range loss calibration | A152.V210 |  | 依照系統售價之10% |  |  | 1 |  | 6 | [9 empty] | 6 |  | #DIVIDE BY ZERO |  | -6 | #DIVIDE BY ZERO | #UNPARSEABLE | #BLOCKED |  | -0.2 | #DIVIDE BY ZERO | 0 | 0 | 0 | #DIVIDE BY ZERO | #DIVIDE BY ZERO
|  | 0 | A |  | A116.V21 | Path Loss Calibration Passive \ Cellular -Passive path: 24 - 42 GHz -Cellular path: 24 - 42 GHz -Calibration antenna: Horn antenna -According CTIA standard for range loss calibration | A152.V211 |  | 依照系統售價之10% |  |  | 1 |  | 6 | [9 empty] | 6 |  | #DIVIDE BY ZERO |  | -6 | #DIVIDE BY ZERO | #UNPARSEABLE | #BLOCKED |  | -0.2 | #DIVIDE BY ZERO | 0 | 0 | 0 | #DIVIDE BY ZERO | #DIVIDE BY ZERO
0-未開 |  | 0 | R |  | A116.V | Path Loss Calibration additional | A152.V22 |  | by Measurement Antenna | [16 empty] | #DIVIDE BY ZERO |  | 0 | #DIVIDE BY ZERO | #UNPARSEABLE | #BLOCKED |  | 0 | #DIVIDE BY ZERO | 0 | 0 | 0 | #DIVIDE BY ZERO | #DIVIDE BY ZERO
3-量產 |  | 2 | R |  | A116.V | Quiet Zone Testing | A152.V31 |  | by Measurement Antenna | [16 empty] | #DIVIDE BY ZERO |  | 0 | #DIVIDE BY ZERO | #UNPARSEABLE | #BLOCKED |  | 0 | #DIVIDE BY ZERO | 0 | 0 | 0 | #DIVIDE BY ZERO | #DIVIDE BY ZERO
|  | 0 | A |  | A116.V31 | Quiet zone quality (R1/ R2 30cm) -Scanning along X axis at Z = 0cm -Scanning along Y axis at Z = 0cm -Scanning travel: 30cm -Amplitude ripple(SD): ±1.2dB @ 28/ 39GHz -Amplitude taper: ≦ 2.8dB @ 28/ 39GHz -Cross polarization: ≤ -25dB @ 28/ 39GHz -Operate the testing by Atenlab in factory | A152.V310 |  | 依照系統售價之10% |  |  | 1 | #UNPARSEABLE | #UNPARSEABLE | #UNPARSEABLE | [8 empty] | #BLOCKED | #BLOCKED | #BLOCKED |  | #BLOCKED | #BLOCKED | #UNPARSEABLE | #BLOCKED |  | #BLOCKED | #BLOCKED | 0 | 0 | 0 | #DIVIDE BY ZERO | #DIVIDE BY ZERO
|  | 0 | A |  | A116.V31 | Quiet zone quality -Scanning along X axis at Z = 0cm -Scanning along Y axis at Z = 0cm -Scanning travel: 25cm -Amplitude ripple(SD): ±1.2dB @ 76/ 81GHz -Amplitude taper: ≦ 2.8dB @ 76/ 81GHz -Cross polarization: ≤ -25dB @ 76/ 81GHz -Operate the testing by Atenlab in factory | A152.V315 |  | 依照系統售價之10% |  |  | 1 | #UNPARSEABLE | #UNPARSEABLE | #UNPARSEABLE | [8 empty] | #BLOCKED | #BLOCKED | #BLOCKED |  | #BLOCKED | #BLOCKED | #UNPARSEABLE | #BLOCKED |  | #BLOCKED | #BLOCKED | 0 | 0 | 0 | #DIVIDE BY ZERO | #DIVIDE BY ZERO
3-量產 |  | 1 | R |  | A116.V | Reliability testing | A152.V41 |  | by Measurement Antenna | [16 empty] | #DIVIDE BY ZERO |  | 0 | #DIVIDE BY ZERO | #UNPARSEABLE | #BLOCKED |  | 0 | #DIVIDE BY ZERO | 0 | 0 | 0 | #DIVIDE BY ZERO | #DIVIDE BY ZERO
|  | 0 | A |  | A116.V31 | Reliability Testing -Passive mode -The 3D antenna efficiency(%) result in standard deviation should be less than 10% -Use standard gain horn, perform the 3D passive test in 10 times -During the test, the DUT should not removed (to avoid re-position error) -Performing 26.5 to 40GHz, 0.5GHz step. | A152.V410 |  | 依照系統售價之10% |  |  | 1 |  | 12 | [9 empty] | 12 |  | #DIVIDE BY ZERO |  | -12 | #DIVIDE BY ZERO | #UNPARSEABLE | #BLOCKED |  | -0.4 | #DIVIDE BY ZERO | 0 | 0 | 0 | #DIVIDE BY ZERO | #DIVIDE BY ZERO
5-報價 |  | 2 | F |  | A116.PONN | R2 System Warranty | A152.W | 2 | [5 empty] | 200 | [9 empty] | 200 |  | #DIVIDE BY ZERO |  | -200 | #DIVIDE BY ZERO | #UNPARSEABLE | #BLOCKED |  | -6.6667 | #DIVIDE BY ZERO | 0 | 0 | 0 | #DIVIDE BY ZERO | #DIVIDE BY ZERO
3-量產 |  | 2 | N |  | A116.V | R2 System Warranty | A152.W01 |  | 免費 | [16 empty] | #DIVIDE BY ZERO |  | 0 | #DIVIDE BY ZERO | #UNPARSEABLE | #BLOCKED |  | 0 | #DIVIDE BY ZERO | 0 | 0 | 0 | #DIVIDE BY ZERO | #DIVIDE BY ZERO
5-報價 |  | 0 | A |  | A116.W05 | R2 System 2 years warranty (Standard) -Software upgrade -Hardware coverage in case of natural damage | A152.W010 | 3 |  |  |  | 1 | 0 | 0 | 0 | [8 empty] | 0 | 0 | #DIVIDE BY ZERO |  | 0 | #DIVIDE BY ZERO | #UNPARSEABLE | #BLOCKED |  | 0 | #DIVIDE BY ZERO | 0 | 0 | 0 | #DIVIDE BY ZERO | #DIVIDE BY ZERO
3-量產 |  | 0 | A |  | A116.W05 | R2 System 1 years warranty -Software upgrade -Hardware coverage in case of natural damage | A152.W011 | 3 |  |  |  | 1 | 0 | 0 | 0 | [8 empty] | 0 | 0 | #DIVIDE BY ZERO |  | 0 | #DIVIDE BY ZERO | #UNPARSEABLE | #BLOCKED |  | 0 | #DIVIDE BY ZERO | 0 | 0 | 0 | #DIVIDE BY ZERO | #DIVIDE BY ZERO
3-量產 |  | 5 | R/M |  | A116.V | R2 System Warranty Extension | A152.W05 | [18 empty] | #DIVIDE BY ZERO |  | 0 | #DIVIDE BY ZERO | #UNPARSEABLE | #BLOCKED |  | 0 | #DIVIDE BY ZERO | 0 | 0 | 0 | #DIVIDE BY ZERO | #DIVIDE BY ZERO
3-量產 |  | 0 | A |  | A116.W05 | R2 System 1 years warranty extension -Software upgrade -Hardware coverage in case of natural damage | A152.W051 |  |  |  |  | 1 | 300 | 100 | 270 | [8 empty] | 100 | 300 | 100% |  | -100 | #DIVIDE BY ZERO | #UNPARSEABLE | #BLOCKED |  | -3.3333 | #DIVIDE BY ZERO | 0 | 0 | 0 | #DIVIDE BY ZERO | #DIVIDE BY ZERO
3-量產 |  | 0 | A |  | A116.W05 | R2 System 2 years warranty extension -Software upgrade -Hardware coverage in case of natural damage | A152.W052 |  |  |  |  | 1 | 500 | 200 | 450 | [8 empty] | 200 | 500 | 100% |  | -200 | #DIVIDE BY ZERO | #UNPARSEABLE | #BLOCKED |  | -6.6667 | #DIVIDE BY ZERO | 0 | 0 | 0 | #DIVIDE BY ZERO | #DIVIDE BY ZERO
3-量產 |  | 0 | A |  | A116.W05 | R2 System 3 years warranty extension -Software upgrade -Hardware coverage in case of natural damage | A152.W053 |  |  |  |  | 1 | 700 | 300 | 630 | [8 empty] | 300 | 700 | 100% |  | -300 | #DIVIDE BY ZERO | #UNPARSEABLE | #BLOCKED |  | -10 | #DIVIDE BY ZERO | 0 | 0 | 0 | #DIVIDE BY ZERO | #DIVIDE BY ZERO
3-量產 |  | 0 | A |  | A116.W05 | R2 System 4 years warranty extension -Software upgrade -Hardware coverage in case of natural damage | A152.W054 |  |  |  |  | 1 | 900 | 400 | 810 | [8 empty] | 400 | 900 | 100% |  | -400 | #DIVIDE BY ZERO | #UNPARSEABLE | #BLOCKED |  | -13.3333 | #DIVIDE BY ZERO | 0 | 0 | 0 | #DIVIDE BY ZERO | #DIVIDE BY ZERO
3-量產 |  | 0 | A |  | A116.W05 | R2 System 5 years warranty extension -Software upgrade -Hardware coverage in case of natural damage | A152.W055 |  |  |  |  | 1 | 1100 | 500 | 990 | [8 empty] | 500 | 1100 | 100% |  | -500 | #DIVIDE BY ZERO | #UNPARSEABLE | #BLOCKED |  | -16.6667 | #DIVIDE BY ZERO | 0 | 0 | 0 | #DIVIDE BY ZERO | #DIVIDE BY ZERO
1-評估 |  | 6 |  |  | A15 | R3 OTA Measurement System | A153 |  | 水平式 45cm |  |  | 0 | 9000 | 2500 | 5400 | 40% | 53.7% | 0 | 0 | #DIVIDE BY ZERO | 0% | 0% |  | 2500 | 9000 | -26567% | 2400000 | 2397500 | 99.9% | #UNPARSEABLE | #BLOCKED | 90000 | 89916.6667 | 99.91%
3-量產 |  | 4 | F |  | A116.PONN | R3 Anechoic Chamber | A153.A | 2 | [17 empty] | #DIVIDE BY ZERO |  | 0 | #DIVIDE BY ZERO | #UNPARSEABLE | #BLOCKED |  | 0 | #DIVIDE BY ZERO | 0 | 0 | 0 | #DIVIDE BY ZERO | #DIVIDE BY ZERO
3-量產 |  | 1 | R |  | A116.A | SE-R2 OTA Shielding Room (Middle) | A153.A01 | 3 | [17 empty] | #DIVIDE BY ZERO |  | 0 | #DIVIDE BY ZERO | #UNPARSEABLE | #BLOCKED |  | 0 | #DIVIDE BY ZERO | 0 | 0 | 0 | #DIVIDE BY ZERO | #DIVIDE BY ZERO
|  | 0 |  |  | A116.A | SE-R22 Shielding Room (6/4/3) -Outside Dimension: L6.0 x W3.8 x H2.9m +/-5cm -Inside Dimension: L5.9 x W3.7 x H2.6m +/-5cm -Shielding effective: 30M - 18GHz > 100dB -Modular steel pan type by 2mm galvanized steel sheet -Steel pillar for self support structure -Painted on visual pane | [19 empty] | #DIVIDE BY ZERO |  | 0 | #DIVIDE BY ZERO | #UNPARSEABLE | #BLOCKED |  | 0 | #DIVIDE BY ZERO | 0 | 0 | 0 | #DIVIDE BY ZERO | #DIVIDE BY ZERO
3-量產 |  | 1 | R |  | A116.A | SE-D2 Shielding Swing Door | A153.A05 | [18 empty] | #DIVIDE BY ZERO |  | 0 | #DIVIDE BY ZERO | #UNPARSEABLE | #BLOCKED |  | 0 | #DIVIDE BY ZERO | 0 | 0 | 0 | #DIVIDE BY ZERO | #DIVIDE BY ZERO
|  | 0 |  |  | A162.A05 | SE-D22 Flat Shielding Swing Door -Dimension W1.0 x H2.0m -Blade contact auto-latching -Manual operation for emergency | A153.A050 |  |  | A211.D221 |  | 1 |  | 6.2 | [8 empty] | 安普新 | 6.2 |  | #DIVIDE BY ZERO |  | -6.2 | #DIVIDE BY ZERO | #UNPARSEABLE | #BLOCKED |  | -0.20667 | #DIVIDE BY ZERO | 0 | 0 | 0 | #DIVIDE BY ZERO | #DIVIDE BY ZERO
3-量產 |  |  | R |  | A118.A | SE-A1 Access panel | A153.A07
|  | 0 |  |  | A118.A09 | SE-A23 Access panel (R3/ R6/ R8 24 - 43.5GHz) -Frequency: 30M - 18GHz > 100dB -Dimension: H30 x W30 cm -2.92mm Waveguide to Coaxial Adaptor x 5 -2.92mm Coaxial Adaptor x 2 -SMA Jack to Jack x 10 -Straight tip fiber optic connector (ST) x 4 -2" Waveguide tube for extension cable through, 1 set | A153.A070 |  |  | A211.A237 |  | 1 |  | 58.5 | [8 empty] | R6 -2.92mm Jack x 1 (Link x1 -2.92mm Jack x 2 (DUT x2 -2.92mm Jack x 2 (Feed x2 -2.92mm Jack鎖板 x 2 (備用 -SMA Jack to Jack x 2 (Link [4G) -SMA Jack x 8 ( 26GHz 以下Feed x8 | 58.5 |  | #DIVIDE BY ZERO |  | -58.5 | #DIVIDE BY ZERO | #UNPARSEABLE | #BLOCKED |  | -1.95 | #DIVIDE BY ZERO | 0 | 0 | 0 | #DIVIDE BY ZERO | #DIVIDE BY ZERO
|  | 0 |  |  | A118.A09 | SE-A23 Access panel (R3/ R6/ R8 DC - 50GHz) -Dimension: H30 x W30 cm -2.4mm Coaxial Adaptor x 7 -SMA Jack to Jack x 10 -Straight tip fiber optic connector (ST) x 4 -2"" Waveguide tube for extension cable through, 1 set | A153.A071 |  |  | A211.A237 |  | 1 |  | 46.2 | [9 empty] | 46.2 |  | #DIVIDE BY ZERO |  | -46.2 | #DIVIDE BY ZERO | #UNPARSEABLE | #BLOCKED |  | -1.54 | #DIVIDE BY ZERO | 0 | 0 | 0 | #DIVIDE BY ZERO | #DIVIDE BY ZERO
|  | 0 |  |  | A118.A09 | SE-A23 Access panel (R3/ R6/ R8 DC - 50GHz, 60 - 90GHz) -2.4mm Coaxial Adaptor x 7 -SMA Jack to Jack x 10 -Straight tip fiber optic connector (ST) x 4 -WR-12 Waveguide Bulkhead Adapter x 3 -2" Waveguide tube for extension cable through, 1 set | A153.A072 |  |  | A211.A237 |  | 1 |  | 75 | [9 empty] | 75 |  | #DIVIDE BY ZERO |  | -75 | #DIVIDE BY ZERO | #UNPARSEABLE | #BLOCKED |  | -2.5 | #DIVIDE BY ZERO | 0 | 0 | 0 | #DIVIDE BY ZERO | #DIVIDE BY ZERO
3-量產 |  | 1 | R |  | A116.A | SE-H Shielding Honeycomb Air Vent | A153.A09 | [18 empty] | #DIVIDE BY ZERO |  | 0 | #DIVIDE BY ZERO | #UNPARSEABLE | #BLOCKED |  | 0 | #DIVIDE BY ZERO | 0 | 0 | 0 | #DIVIDE BY ZERO | #DIVIDE BY ZERO
|  | 0 |  |  | A116.A09 | SE-H23 Shielding Honeycomb Air Vent -Dimension: 0.3 x 0.3m (L/W) -Shielding effective: 0.03 - 50GHz > 100dB | A153.A090 |  |  | A211.H231 |  | 1 | [13 empty] | #DIVIDE BY ZERO |  | 0 | #DIVIDE BY ZERO | #UNPARSEABLE | #BLOCKED |  | 0 | #DIVIDE BY ZERO | 0 | 0 | 0 | #DIVIDE BY ZERO | #DIVIDE BY ZERO
3-量產 |  |  | R |  | A116.A | AB-RP EPP Absorber Set | A153.A11
|  | 0 | A |  | A116.A01 | AB-X1 EPP Absorber Set (R3 4/2.5/2.5) -Material: Expandable Polypropylene -Frequency: 6 - 110GHz -AB-X12: 5cm height pyramid absorber -AB-X14: 3cm height flatten absorber -RoHS & REACH Compliant | A153.A111 |  |  | A212.X197 |  | 1 |  | 177.7544 | [9 empty] | 177.7544 |  | #DIVIDE BY ZERO |  | -177.7544 | #DIVIDE BY ZERO | #UNPARSEABLE | #BLOCKED |  | -5.9251 | #DIVIDE BY ZERO | 0 | 0 | 0 | #DIVIDE BY ZERO | #DIVIDE BY ZERO
3-量產 |  | 0 | M/R |  | A116.A | SE-F Power & Signal filter Set | A153.A15 | [18 empty] | #DIVIDE BY ZERO |  | 0 | #DIVIDE BY ZERO | #UNPARSEABLE | #BLOCKED |  | 0 | #DIVIDE BY ZERO | 0 | 0 | 0 | #DIVIDE BY ZERO | #DIVIDE BY ZERO
[5 empty] | #UNPARSEABLE | SE-F Power & Signal filter Set -SE-F12 1P2W 100 -280 VAC/16 A (for EUT) -SE-F12 1P2W 100 -280 VAC/16 A (for Equipment) -SE-F22-02 RJ45 1Gbps x 2 (1 for Equipment) -SE-F23-02 USB3.0 x 1 -SE-F25-01 RS-232/485 x 2 (for Equipment) | A153-A150 |  |  | A211.F911 |  | 1
3-量產 |  |  | R |  | A173.A.PON | SE-X Laser Alignment System | A153.A17
|  | 0 | A |  | A173.A17 | SE-X31 Laser Alignment System -Independent 3 red laser line -Mounting type: Wall bracket -Horizontal alignment: 1 line -Vertical alignment: 2 line | A153.A170 |  |  | A211.X311 |  | 1 | 30 | 4.044 | 20 | [8 empty] | 4.044 | 30 | 100% |  | -4.044 | #DIVIDE BY ZERO | #UNPARSEABLE | #BLOCKED |  | -0.1348 | #DIVIDE BY ZERO | 0 | 0 | 0 | #DIVIDE BY ZERO | #DIVIDE BY ZERO
3-量產 |  |  | R |  | A116.A | SE-L Lighting | A153.A21
[5 empty] | A162.A23 | SE-L31 LED Lighting -Power consumption: 50W | A153.A210 |  |  | A211.L311 |  | 1 | 10 | 2
3-量產 |  |  | R |  | A211.R | SE-V1 CCTV System | A153.A29
[6 empty] | SE-V12 CCTV System -2560 x 1440 @ 30 fps -2.8 - 12 mm motor zoom lens | A153.A290 |  |  | A211.V110 |  | 1 | 30 | 6.52 | 27 | [7 empty] | ABUS Network Outdoor IR CCTV Camera, 2688 x 1520 pixels Resolution, IP67 | [14 empty] | #DIVIDE BY ZERO | #DIVIDE BY ZERO
3-量產 |  | 3 | F |  | A116.PONN | R3 RF System | A153.C | [15 empty] | Q20441-長弘 |  |  | #DIVIDE BY ZERO |  | 0 | #DIVIDE BY ZERO | #UNPARSEABLE | #BLOCKED |  | 0 | #DIVIDE BY ZERO | 0 | 0 | 0 | #DIVIDE BY ZERO | #DIVIDE BY ZERO
3-量產 |  | 6 | R |  | A118.C | AT-H2 Dual Polarization Horn Antenna | A153.C01 | [18 empty] | #DIVIDE BY ZERO |  | 0 | #DIVIDE BY ZERO | #UNPARSEABLE | #BLOCKED |  | 0 | #DIVIDE BY ZERO | 0 | 0 | 0 | #DIVIDE BY ZERO | #DIVIDE BY ZERO
|  | 0 |  |  | A118.C | AT-H24 Dual Polarization Corrugated Conical Horn -Antenna frequency: 24 - 42GHz -Antenna gain: 14dBi (Typical) -3dB Beamwidth: 35° (Typical) -Polarization: Dual linear polarization -Polarization isolation: > 20dB -Antenna aperture size: 35mm -Connector: WR28 waveguide | A153.C010 |  |  | A213.H244 |  |  |  | 56.8 | [9 empty] | 56.8 |  | #DIVIDE BY ZERO |  | -56.8 | #DIVIDE BY ZERO | #UNPARSEABLE | #BLOCKED |  | -1.8933 | #DIVIDE BY ZERO | 0 | 0 | 0 | #DIVIDE BY ZERO | #DIVIDE BY ZERO
0-未開 |  | 0 |  |  | A118.C | AT-H24 Dual Polarization Corrugated Conical Horn -Antenna frequency: 33 - 50GHz -Antenna gain: 14dBi (Typical) -3dB Beamwidth: 35° (Typical) -Polarization: Dual linear polarization -Polarization isolation: > 20dB -Antenna aperture size: 29mm -Connector: WR22 waveguide | A153.C011 |  |  | A213.H245 |  |  |  | 121.5 | [9 empty] | 121.5 |  | #DIVIDE BY ZERO |  | -121.5 | #DIVIDE BY ZERO | #UNPARSEABLE | #BLOCKED |  | -4.05 | #DIVIDE BY ZERO | 0 | 0 | 0 | #DIVIDE BY ZERO | #DIVIDE BY ZERO
0-未開 |  | 0 |  |  | A118.C | AT-H25 Dual Polarization Corrugated Conical Horn -Antenna frequency: 40 - 60GHz -Antenna gain: 14dBi (Typical) -3dB Beamwidth: 35° (Typical) -Polarization: Dual linear polarization -Polarization isolation: > 20dB -Connector: WR19 waveguide | A153.C012 |  |  | A213.H252 |  |  |  | 190.5 | [9 empty] | 190.5 |  | #DIVIDE BY ZERO |  | -190.5 | #DIVIDE BY ZERO | #UNPARSEABLE | #BLOCKED |  | -6.35 | #DIVIDE BY ZERO | 0 | 0 | 0 | #DIVIDE BY ZERO | #DIVIDE BY ZERO
0-未開 |  | 0 |  |  | A118.C | 50.00 to 75 GHz | A153.C013 | [18 empty] | #DIVIDE BY ZERO |  | 0 | #DIVIDE BY ZERO | #UNPARSEABLE | #BLOCKED |  | 0 | #DIVIDE BY ZERO | 0 | 0 | 0 | #DIVIDE BY ZERO | #DIVIDE BY ZERO
0-未開 |  | 0 |  |  | A118.C | AT-H25 Dual Polarization Corrugated Conical Horn -Antenna frequency: 60 - 90GHz -Antenna gain: 14dBi (Typical) -3dB Beamwidth: 35° (Typical) -Polarization: Dual linear polarization -Polarization isolation: > 20dB -Connector: WR12 waveguide | A153.C014 |  |  | A213.H254 |  |  |  | 228 | [9 empty] | 228 |  | #DIVIDE BY ZERO |  | -228 | #DIVIDE BY ZERO | #UNPARSEABLE | #BLOCKED |  | -7.6 | #DIVIDE BY ZERO | 0 | 0 | 0 | #DIVIDE BY ZERO | #DIVIDE BY ZERO
0-未開 |  | 0 |  |  | A118.C | 75 to 110 GHz | A153.C015 | [18 empty] | #DIVIDE BY ZERO |  | 0 | #DIVIDE BY ZERO | #UNPARSEABLE | #BLOCKED |  | 0 | #DIVIDE BY ZERO | 0 | 0 | 0 | #DIVIDE BY ZERO | #DIVIDE BY ZERO
3-量產 |  | 4 |  |  | A118.C | AT-H18 Standard Gain Horn | A153.C02 | [18 empty] | #DIVIDE BY ZERO |  | 0 | #DIVIDE BY ZERO | #UNPARSEABLE | #BLOCKED |  | 0 | #DIVIDE BY ZERO | 0 | 0 | 0 | #DIVIDE BY ZERO | #DIVIDE BY ZERO
|  | 0 |  |  |  | AT-H33 Standard Gain Horn Antenna WR-34 -Antenna frequency: 22 - 33 GHz -Antenna gain: 20 dBi (Typical) -Polarization: Single linear polarization -Power handling: Max. 50 Watt CW -Antenna aperture size: 55mm -Connector: 2.92mm(F) -Calibration: Factory report | A153.C022 |  |  | A213.H333 |  | 1 |  | 19.7 | [9 empty] | 19.7 |  | #DIVIDE BY ZERO |  | -19.7 | #DIVIDE BY ZERO | #UNPARSEABLE | #BLOCKED |  | -0.65667 | #DIVIDE BY ZERO | 0 | 0 | 0 | #DIVIDE BY ZERO | #DIVIDE BY ZERO
|  | 0 |  |  |  | AT-H33 Standard Gain Horn Antenna WR-28 -Antenna frequency: 26.5 - 40 GHz -Antenna gain: 20 dBi (Typical) -Polarization: Single linear polarization -Power handling: Max. 50 Watt CW -Antenna aperture size: 41mm -Connector: 2.92mm(F) -Calibration: Factory report | A153.C020 |  |  | A213.H335 |  | 1 |  | 23.5 | [9 empty] | 23.5 |  | #DIVIDE BY ZERO |  | -23.5 | #DIVIDE BY ZERO | #UNPARSEABLE | #BLOCKED |  | -0.78333 | #DIVIDE BY ZERO | 0 | 0 | 0 | #DIVIDE BY ZERO | #DIVIDE BY ZERO
|  | 0 |  |  |  | AT-H33 Standard Gain Horn Antenna WR-22 -Antenna frequency: 33 - 50 GHz -Antenna gain: 20 dBi (Typical) -Polarization: Single linear polarization -Power handling: Max. 50 Watt CW -Antenna aperture size: 36mm -Connector: 2.4mm(F) -Calibration: Factory report | A153.C023 |  |  | A213.H337 |  | 1 |  | 28.2 | [9 empty] | 28.2 |  | #DIVIDE BY ZERO |  | -28.2 | #DIVIDE BY ZERO | #UNPARSEABLE | #BLOCKED |  | -0.94 | #DIVIDE BY ZERO | 0 | 0 | 0 | #DIVIDE BY ZERO | #DIVIDE BY ZERO
|  | 0 |  |  |  | AT-H34 Standard Gain Horn Antenna WR-12 -Antenna frequency: 60 - 90 GHz -Antenna gain: 20 dBi (Typical) -Polarization: Single linear polarization -Power handling: Max. 50 Watt CW -Antenna aperture size: 20mm -Connector: WR-12 waveguide -Calibration: Factory report | A153.C021 |  |  | A213.H343 |  | 1 |  | 28.8 | [9 empty] | 28.8 |  | #DIVIDE BY ZERO |  | -28.8 | #DIVIDE BY ZERO | #UNPARSEABLE | #BLOCKED |  | -0.96 | #DIVIDE BY ZERO | 0 | 0 | 0 | #DIVIDE BY ZERO | #DIVIDE BY ZERO
3-量產 |  |  | R |  | A118.A | AT-R Reflector | A153.C05
3-量產 |  | 0 |  |  | A118.A09 | AT-R22 CATR reflector -Reflector Size: 0.6 X 0.6m (W/H) -Reflector frequency range: 18 - 90GHz -Reflector Edge: Rolled edge -Feed antenna location: Side feed -Quiet zone size: 0.30m -Quiet zone shape: Circular cylinder -Cross polarization: ≦ -25dB -Amplitude taper: ≦ 2.8dB -Amplitude ripple(SD): ±1.2dB -Fixture for reflector: Adjustable | A153.C050 |  |  | A213.R221 |  | 1 |  | 35 | [9 empty] | 35 |  | #DIVIDE BY ZERO |  | -35 | #DIVIDE BY ZERO | #UNPARSEABLE | #BLOCKED |  | -1.1667 | #DIVIDE BY ZERO | 0 | 0 | 0 | #DIVIDE BY ZERO | #DIVIDE BY ZERO
3-量產 |  | 3 | R |  | A116.A | FM Measurement System Switching Box | A153.C11 | [18 empty] | #DIVIDE BY ZERO |  | 0 | #DIVIDE BY ZERO | #UNPARSEABLE | #BLOCKED |  | 0 | #DIVIDE BY ZERO | 0 | 0 | 0 | #DIVIDE BY ZERO | #DIVIDE BY ZERO
|  | 0 |  |  | A116.A09 | FM-S12 Measurement System R3 with switching box (WR-28 Ka-Band) -Rotary Joint: DC - 43.5GHz -Coaxial connector: 2.92mm -RF switching box for polarization and 2 function selection -Path frequency: 22 - 43.5GHz (WR-28 Cutoff frequency) | A153.C110 |  |  | A214.S12A |  |  |  | 651.54 | [9 empty] | 651.54 |  | #DIVIDE BY ZERO |  | -651.54 | #DIVIDE BY ZERO | #UNPARSEABLE | #BLOCKED |  | -21.718 | #DIVIDE BY ZERO | 0 | 0 | 0 | #DIVIDE BY ZERO | #DIVIDE BY ZERO
|  | 0 |  |  | A116.A09 | FM-S12 Measurement System R3 with switching box (DC - 50GHz) -Rotary Joint: DC - 50GHz -Coaxial connector: 2.4mm -RF switching box for polarization and 2 function selection -Path frequency: DC - 50GHz | A153.C111 |  |  | A214.S12B |  |  |  | 613.95 | [9 empty] | 613.95 |  | #DIVIDE BY ZERO |  | -613.95 | #DIVIDE BY ZERO | #UNPARSEABLE | #BLOCKED |  | -20.465 | #DIVIDE BY ZERO | 0 | 0 | 0 | #DIVIDE BY ZERO | #DIVIDE BY ZERO
0-未開 |  | 0 |  |  | A116.A09 | 77G待規劃 |  |  |  | B123-A-28WECAKCu |  |  |  | 39.52 | [9 empty] | 39.52 |  | #DIVIDE BY ZERO |  | -39.52 | #DIVIDE BY ZERO | #UNPARSEABLE | #BLOCKED |  | -1.3173 | #DIVIDE BY ZERO | 0 | 0 | 0 | #DIVIDE BY ZERO | #DIVIDE BY ZERO
3-量產 |  | 4 | F |  | A116.PONN | R3 Positioner & Control System | A153.E | [18 empty] | #DIVIDE BY ZERO |  | 0 | #DIVIDE BY ZERO | #UNPARSEABLE | #BLOCKED |  | 0 | #DIVIDE BY ZERO | 0 | 0 | 0 | #DIVIDE BY ZERO | #DIVIDE BY ZERO
3-量產 |  | 1 | A |  | A116.C | AE-T3 OTA 3D Turntable | A153.E03 | [18 empty] | #DIVIDE BY ZERO |  | 0 | #DIVIDE BY ZERO | #UNPARSEABLE | #BLOCKED |  | 0 | #DIVIDE BY ZERO | 0 | 0 | 0 | #DIVIDE BY ZERO | #DIVIDE BY ZERO
|  | 0 | A1 |  | A116.E02 | AE-T32 3D Performance Type Turntable -Motion: Roll/ Azimuth -Diameter : 1.2m -Max. vertical loading: 15Kg -Max. speed: 20 RPM (Roll) / 7 RPM (Azimuth) -Maximum torque: 8 N-m -Resolution: 0.1° -Encoder Accuracy: ±0.5° -Travel: 0° - 360° -Power: 220VAC -Power consumption: 700W -Adaptor platform | A153.E030 |  |  | A217.T325 |  | 1 |  | 341.3 | [9 empty] | 341.3 |  | #DIVIDE BY ZERO |  | -341.3 | #DIVIDE BY ZERO | #UNPARSEABLE | #BLOCKED |  | -11.3767 | #DIVIDE BY ZERO | 0 | 0 | 0 | #DIVIDE BY ZERO | #DIVIDE BY ZERO
3-量產 |  | 5 | R/M |  | A116.C | Fixtures | A153.E05 | [18 empty] | #DIVIDE BY ZERO |  | 0 | #DIVIDE BY ZERO | #UNPARSEABLE | #BLOCKED |  | 0 | #DIVIDE BY ZERO | 0 | 0 | 0 | #DIVIDE BY ZERO | #DIVIDE BY ZERO
|  | 0 | A1 |  | #UNPARSEABLE | AE-T39 Flat Plate Fixture -Main material: FR4 -Plate size: 30cm -Max. vertical loading: 3Kg (no bending: 0.5kg) AE-T39 Handheld Device Fixture -Main material: FR4 -Max. vertical loading: 1Kg (no bending: 0.3kg) | A153.E050 |  |  | A217.T392 |  | 1 |  | 13.5 | [9 empty] | 13.5 |  | #DIVIDE BY ZERO |  | -13.5 | #DIVIDE BY ZERO | #UNPARSEABLE | #BLOCKED |  | -0.45 | #DIVIDE BY ZERO | 0 | 0 | 0 | #DIVIDE BY ZERO | #DIVIDE BY ZERO
|  | 0 | A1 |  | #UNPARSEABLE | AE-T39 Handheld Device Fixture -Main material: FR4 -Max. vertical loading: 1Kg (no bending: 0.3kg) | A153.E051 |  |  | A217.T393 |  | 1 |  | 4.5 | [9 empty] | 4.5 |  | #DIVIDE BY ZERO |  | -4.5 | #DIVIDE BY ZERO | #UNPARSEABLE | #BLOCKED |  | -0.15 | #DIVIDE BY ZERO | 0 | 0 | 0 | #DIVIDE BY ZERO | #DIVIDE BY ZERO
|  | 0 | A1 |  | #UNPARSEABLE | AE-T39 Laptop Fixture -Main material: POM -Plate size: Support 11" to 19" screen sized laptop -Max. vertical loading: 3Kg | A153.E052 |  |  | A217.T395 |  | 1 |  | 18 | [9 empty] | 18 |  | #DIVIDE BY ZERO |  | -18 | #DIVIDE BY ZERO | #UNPARSEABLE | #BLOCKED |  | -0.6 | #DIVIDE BY ZERO | 0 | 0 | 0 | #DIVIDE BY ZERO | #DIVIDE BY ZERO
|  | 0 | A1 |  | #UNPARSEABLE | AE-T39 Head Phantom Fixture -Main material: FR4 -Compatibility: SPEAG SAM head phantom V4.5 | A153.E053 |  |  | A217.T397 |  | 1 |  | 10 | [9 empty] | 10 |  | #DIVIDE BY ZERO |  | -10 | #DIVIDE BY ZERO | #UNPARSEABLE | #BLOCKED |  | -0.33333 | #DIVIDE BY ZERO | 0 | 0 | 0 | #DIVIDE BY ZERO | #DIVIDE BY ZERO
|  | 0 | A1 |  | #UNPARSEABLE | AE-T39 Hands\Wrist\Forearm Fixture -Main material: FR4 -Compatibility: SPEAG SHO Fixture X Version 5 | A153.E054 |  |  | A217.T398 |  | 1 |  | 10 | [9 empty] | 10 |  | #DIVIDE BY ZERO |  | -10 | #DIVIDE BY ZERO | #UNPARSEABLE | #BLOCKED |  | -0.33333 | #DIVIDE BY ZERO | 0 | 0 | 0 | #DIVIDE BY ZERO | #DIVIDE BY ZERO
3-量產 |  | 1 |  |  | A116.PONN | AE-C1 Desktop IPC Controller | A153.E21 | [18 empty] | #DIVIDE BY ZERO |  | 0 | #DIVIDE BY ZERO | #UNPARSEABLE | #BLOCKED |  | 0 | #DIVIDE BY ZERO | 0 | 0 | 0 | #DIVIDE BY ZERO | #DIVIDE BY ZERO
|  | 0 | A |  | #UNPARSEABLE | AE-C11 Desktop IPC Controller & OS -CPU: Intel Core i5 Processor -OS: Windows 10 Enterprise 64 bit -Microsoft Excel -24" Monitor -Mouse + keyboard -GPIB card -19" Standard 41U rack | A153.E210 |  |  | A217.C112 |  | 1 |  | 79.09 | [9 empty] | 79.09 |  | #DIVIDE BY ZERO |  | -79.09 | #DIVIDE BY ZERO | #UNPARSEABLE | #BLOCKED |  | -2.6363 | #DIVIDE BY ZERO | 0 | 0 | 0 | #DIVIDE BY ZERO | #DIVIDE BY ZERO
3-量產 |  | 2 |  |  | A116.PONN | AE-T7 Feed antenna positioner | A153.E25 | [18 empty] | #DIVIDE BY ZERO |  | 0 | #DIVIDE BY ZERO | #UNPARSEABLE | #BLOCKED |  | 0 | #DIVIDE BY ZERO | 0 | 0 | 0 | #DIVIDE BY ZERO | #DIVIDE BY ZERO
|  | 0 | A1 |  | A116.E02 | AE-T72 Auto Feed Positioner -4 axis positioner: AZ/ X/ Y/ Z -Az: Travel ±10°with accuracy 0.5° -X axis: Travel ±50 mm with accuracy 0.5 mm -Y axis: Travel ±150 mm with accuracy 0.5 mm -Z axis: Travel ±50 mm with accuracy 0.5 mm -Electric control for feed position switch -Capacity: 3 antennas typically | A153-E250 |  |  | A217.T722 |  | 1 |  | 150 | [9 empty] | 150 |  | #DIVIDE BY ZERO |  | -150 | #DIVIDE BY ZERO | #UNPARSEABLE | #BLOCKED |  | -5 | #DIVIDE BY ZERO | 0 | 0 | 0 | #DIVIDE BY ZERO | #DIVIDE BY ZERO
|  | 0 | A1 |  | A116.E02 | AE-T71 Manual Feed Positioner (R1/ R2) -4 axis positioner: Polarization/ X/ Y/ Z -Polarization: 0°/ 90° with accuracy 2° -Z axis: Travel 0-50 mm with accuracy 1 mm -Manual control the X/Y/Z axis for phase center -Feed switch: Manual | A153-E251 |  |  | A217.T711 |  | 1 |  | 0 | [9 empty] | 0 |  | #DIVIDE BY ZERO |  | 0 | #DIVIDE BY ZERO | #UNPARSEABLE | #BLOCKED |  | 0 | #DIVIDE BY ZERO | 0 | 0 | 0 | #DIVIDE BY ZERO | #DIVIDE BY ZERO
3-量產 |  | 1 |  |  | A173.PONN | MW Maxwell Software | A153.S | 2 | [17 empty] | #DIVIDE BY ZERO |  | 0 | #DIVIDE BY ZERO | #UNPARSEABLE | #BLOCKED |  | 0 | #DIVIDE BY ZERO | 0 | 0 | 0 | #DIVIDE BY ZERO | #DIVIDE BY ZERO
|  | 2 | R |  | #UNPARSEABLE | Maxwell OTA Software 5GNR | A153.S42 | [18 empty] | #DIVIDE BY ZERO |  | 0 | #DIVIDE BY ZERO | #UNPARSEABLE | #BLOCKED |  | 0 | #DIVIDE BY ZERO | 0 | 0 | 0 | #DIVIDE BY ZERO | #DIVIDE BY ZERO
|  | 0 | A1 |  | A173.E01 | Passive function -2D/3D Antenna measurement -Test result: Antenna efficiency, gain pattern, peak gain -Instrument: Consistent with the quotation -One license permits one model of network analyzer | A153.S420 |  |  | A318.X111 |  | 1 | [13 empty] | #DIVIDE BY ZERO |  | 0 | #DIVIDE BY ZERO | #UNPARSEABLE | #BLOCKED |  | 0 | #DIVIDE BY ZERO | 0 | 0 | 0 | #DIVIDE BY ZERO | #DIVIDE BY ZERO
|  | 0 | A1 |  | A173.E01 | MW5 Maxwell OTA 5GNR FR1 Software -TRP/ TIS measurement -5GNR FR1 -Instrument: Consistent with the quotation -One license permits one model of equipment | A153.S422 |  |  | A318.X121 |  | 1 | [13 empty] | #DIVIDE BY ZERO |  | 0 | #DIVIDE BY ZERO | #UNPARSEABLE | #BLOCKED |  | 0 | #DIVIDE BY ZERO | 0 | 0 | 0 | #DIVIDE BY ZERO | #DIVIDE BY ZERO
3-量產 |  | 6 | F |  | A116.PONN | R3 Acceptance | A153.V | [18 empty] | #DIVIDE BY ZERO |  | 0 | #DIVIDE BY ZERO | #UNPARSEABLE | #BLOCKED |  | 0 | #DIVIDE BY ZERO | 0 | 0 | 0 | #DIVIDE BY ZERO | #DIVIDE BY ZERO
3-量產 |  | 1 | R |  | A116.V | Hardware item check | A153.V01 | [18 empty] | #DIVIDE BY ZERO |  | 0 | #DIVIDE BY ZERO | #UNPARSEABLE | #BLOCKED |  | 0 | #DIVIDE BY ZERO | 0 | 0 | 0 | #DIVIDE BY ZERO | #DIVIDE BY ZERO
|  | 0 | A |  | A116.V01 | Hardware Item Check -Anechoic Chamber -RF Measurement -Positioner and control | A153.V010 |  | 依照系統售價之10% | A141.V111 |  | 1 |  | 2 | [9 empty] | 2 |  | #DIVIDE BY ZERO |  | -2 | #DIVIDE BY ZERO | #UNPARSEABLE | #BLOCKED |  | -0.066667 | #DIVIDE BY ZERO | 0 | 0 | 0 | #DIVIDE BY ZERO | #DIVIDE BY ZERO
3-量產 |  | 3 | R |  | A116.V | Shielding Effective | A153.V11 | [18 empty] | #DIVIDE BY ZERO |  | 0 | #DIVIDE BY ZERO | #UNPARSEABLE | #BLOCKED |  | 0 | #DIVIDE BY ZERO | 0 | 0 | 0 | #DIVIDE BY ZERO | #DIVIDE BY ZERO
|  | 0 |  |  |  | Shielding Effective Testing 0.7 - 18 GHz -Isolation requirement: 0.7 - 18 GHz >100 dB -Test Frequency: 0.7 / 2.4 / 5.5 / 8 / 12 / 18 GHz -Operate the testing by Atenlab -Refer EN50147-1 standard | A153.V110 |  |  |  |  | 1 |  | 8 | [9 empty] | 8 |  | #DIVIDE BY ZERO |  | -8 | #DIVIDE BY ZERO | #UNPARSEABLE | #BLOCKED |  | -0.26667 | #DIVIDE BY ZERO | 0 | 0 | 0 | #DIVIDE BY ZERO | #DIVIDE BY ZERO
|  | 0 |  |  |  | Shielding Effective Testing (3rd party) 0.03 - 50 GHz -Isolation requirement: 0.03 - 50GHz > 100dB -Test Frequency: 0.03 / 0.7 / 2.4 / 5.5 / 12 / 18 / 28 / 33 / 50 GHz -To operate the testing by 3rd party -According EN50147-1 standard | A153.V111 |  |  |  |  | 1 |  | 156 | [9 empty] | 156 |  | #DIVIDE BY ZERO |  | -156 | #DIVIDE BY ZERO | #UNPARSEABLE | #BLOCKED |  | -5.2 | #DIVIDE BY ZERO | 0 | 0 | 0 | #DIVIDE BY ZERO | #DIVIDE BY ZERO
|  | 0 |  |  |  | Shielding Effective Testing (Oversea) 0.7 - 18 GHz -Isolation requirement: 0.7 - 18 GHz >100 dB -Test Frequency: 0.7 / 2.4 / 5.5 / 8 / 12 / 18 GHz -To operate the testing by 3rd party, the buyer will survey vendor and pay testing fee for shielding effective test. -Refer EN50147-1 standard | A153.V112 |  |  |  |  | 1 |  | 108 | [9 empty] | 108 |  | #DIVIDE BY ZERO |  | -108 | #DIVIDE BY ZERO | #UNPARSEABLE | #BLOCKED |  | -3.6 | #DIVIDE BY ZERO | 0 | 0 | 0 | #DIVIDE BY ZERO | #DIVIDE BY ZERO
3-量產 |  | 2 | R |  | A116.V | Path Loss Calibration | A153.V21 |  | by Measurement Antenna | [16 empty] | #DIVIDE BY ZERO |  | 0 | #DIVIDE BY ZERO | #UNPARSEABLE | #BLOCKED |  | 0 | #DIVIDE BY ZERO | 0 | 0 | 0 | #DIVIDE BY ZERO | #DIVIDE BY ZERO
|  | 0 |  |  |  | Path Loss Calibration Passive -Passive path: 24 - 42 GHz -Calibration antenna: Horn antenna -According CTIA standard for range loss calibration | A153.V210 |  |  |  |  | 1 |  | 6 | [9 empty] | 6 |  | #DIVIDE BY ZERO |  | -6 | #DIVIDE BY ZERO | #UNPARSEABLE | #BLOCKED |  | -0.2 | #DIVIDE BY ZERO | 0 | 0 | 0 | #DIVIDE BY ZERO | #DIVIDE BY ZERO
|  | 0 |  |  |  | Path Loss Calibration Passive \ Cellular -Passive path: 24 - 42 GHz -Cellular path: 24 - 42 GHz -Calibration antenna: Horn antenna -According CTIA standard for range loss calibration | A153.V211 |  |  |  |  | 1 |  | 6 | [9 empty] | 6 |  | #DIVIDE BY ZERO |  | -6 | #DIVIDE BY ZERO | #UNPARSEABLE | #BLOCKED |  | -0.2 | #DIVIDE BY ZERO | 0 | 0 | 0 | #DIVIDE BY ZERO | #DIVIDE BY ZERO
3-量產 |  | 2 | R |  | A116.V | Path Loss Calibration additional | A153.V22 | [18 empty] | #DIVIDE BY ZERO |  | 0 | #DIVIDE BY ZERO | #UNPARSEABLE | #BLOCKED |  | 0 | #DIVIDE BY ZERO | 0 | 0 | 0 | #DIVIDE BY ZERO | #DIVIDE BY ZERO
|  | 0 |  |  |  | Path Loss Calibration 40 - 60 GHz -Frequency: 40 - 60 GHz -Calibration antenna: Horn antenna -According CTIA standard for range loss calibration -The part of frequency will be omitted if it is not available | A153.V221 |  |  |  |  | 1 |  | 6 | [9 empty] | 6 |  | #DIVIDE BY ZERO |  | -6 | #DIVIDE BY ZERO | #UNPARSEABLE | #BLOCKED |  | -0.2 | #DIVIDE BY ZERO | 0 | 0 | 0 | #DIVIDE BY ZERO | #DIVIDE BY ZERO
|  | 0 |  |  |  | Path Loss Calibration 60 - 90 GHz -Frequency: 60 - 90 GHz -Calibration antenna: Horn antenna -According CTIA standard for range loss calibration -The part of frequency will be omitted if it is not available | A153.V222 |  |  |  |  | 1 |  | 6 | [9 empty] | 6 |  | #DIVIDE BY ZERO |  | -6 | #DIVIDE BY ZERO | #UNPARSEABLE | #BLOCKED |  | -0.2 | #DIVIDE BY ZERO | 0 | 0 | 0 | #DIVIDE BY ZERO | #DIVIDE BY ZERO
2-開發 |  | 2 | R |  | A116.V | Quiet Zone Testing | A153.V31 |  | by Measurement Antenna | [16 empty] | #DIVIDE BY ZERO |  | 0 | #DIVIDE BY ZERO | #UNPARSEABLE | #BLOCKED |  | 0 | #DIVIDE BY ZERO | 0 | 0 | 0 | #DIVIDE BY ZERO | #DIVIDE BY ZERO
|  | 0 | A |  | A116.V31 | Quiet zone quality -Scanning along X axis at Z = 0cm -Scanning along Y axis at Z = 0cm -Scanning travel: 60cm -Amplitude ripple(SD): ±0.5dB @ 28/ 39GHz -Amplitude taper: ≦ 1.5dB @ 28/ 39GHz -Cross polarization: ≤ -25dB @ 28/ 39GHz -Operate the testing by Atenlab | A153.V310 |  | 依照系統售價之10% |  |  | 1 |  | 40 | [9 empty] | 40 |  | #DIVIDE BY ZERO |  | -40 | #DIVIDE BY ZERO | #UNPARSEABLE | #BLOCKED |  | -1.3333 | #DIVIDE BY ZERO | 0 | 0 | 0 | #DIVIDE BY ZERO | #DIVIDE BY ZERO
|  | 0 | A |  | A116.V31 | Quiet zone quality -Scanning along X axis at Z = 0cm -Scanning along Y axis at Z = 0cm -Scanning travel: 60cm -Amplitude ripple(SD): ±1.5dB @ 76/ 81GHz -Amplitude taper: ≦ 0.5dB @ 76/ 81GHz -Cross polarization: ≤ -25dB @ 76/ 81GHz -Operate the testing by Atenlab | A153.V311 |  | 依照系統售價之10% |  |  | 1 |  | 40 | [9 empty] | 40 |  | #DIVIDE BY ZERO |  | -40 | #DIVIDE BY ZERO | #UNPARSEABLE | #BLOCKED |  | -1.3333 | #DIVIDE BY ZERO | 0 | 0 | 0 | #DIVIDE BY ZERO | #DIVIDE BY ZERO
3-量產 |  | 1 | R |  | A116.V | Reliability testing | A153.V41 |  | by Measurement Antenna | [16 empty] | #DIVIDE BY ZERO |  | 0 | #DIVIDE BY ZERO | #UNPARSEABLE | #BLOCKED |  | 0 | #DIVIDE BY ZERO | 0 | 0 | 0 | #DIVIDE BY ZERO | #DIVIDE BY ZERO
|  | 0 | A |  | A116.V31 | Reliability Testing -Passive mode -The 3D antenna efficiency(%) result in standard deviation should be less than 10% -Use standard gain horn, perform the 3D passive test in 10 times -During the test, the DUT should not removed (to avoid re-position error) -Performing 26.5 to 40GHz, 0.5GHz step. | A153.V410 |  | 依照系統售價之10% |  |  | 1 |  | 12 | [9 empty] | 12 |  | #DIVIDE BY ZERO |  | -12 | #DIVIDE BY ZERO | #UNPARSEABLE | #BLOCKED |  | -0.4 | #DIVIDE BY ZERO | 0 | 0 | 0 | #DIVIDE BY ZERO | #DIVIDE BY ZERO
3-量產 |  | 2 | F |  | A116.PONN | R3 Warranty | A153.W | [18 empty] | #DIVIDE BY ZERO |  | 0 | #DIVIDE BY ZERO | #UNPARSEABLE | #BLOCKED |  | 0 | #DIVIDE BY ZERO | 0 | 0 | 0 | #DIVIDE BY ZERO | #DIVIDE BY ZERO
|  | 1 | N |  | A116.V | R3 System 2 years warranty | A153.W01 |  | 免費 | [16 empty] | #DIVIDE BY ZERO |  | 0 | #DIVIDE BY ZERO | #UNPARSEABLE | #BLOCKED |  | 0 | #DIVIDE BY ZERO | 0 | 0 | 0 | #DIVIDE BY ZERO | #DIVIDE BY ZERO
|  | 0 | A |  | A116.W05 | R3 System 2 years warranty -Software upgrade -Hardware coverage in case of natural damage | A153.W010 |  | 依照系統售價之10% | [16 empty] | #DIVIDE BY ZERO |  | 0 | #DIVIDE BY ZERO | #UNPARSEABLE | #BLOCKED |  | 0 | #DIVIDE BY ZERO | 0 | 0 | 0 | #DIVIDE BY ZERO | #DIVIDE BY ZERO
3-量產 |  | 5 | R/M |  | A116.V | R3 System Warranty Extension | A153.W05 | [18 empty] | #DIVIDE BY ZERO |  | 0 | #DIVIDE BY ZERO | #UNPARSEABLE | #BLOCKED |  | 0 | #DIVIDE BY ZERO | 0 | 0 | 0 | #DIVIDE BY ZERO | #DIVIDE BY ZERO
3-量產 |  | 0 | A |  | A116.W05 | R3 System 1 years warranty extension -Software upgrade -Hardware coverage in case of natural damage | A153.W051 |  |  |  |  | 1 | 300 | 100 | 270 | [8 empty] | 100 | 300 | 100% |  | -100 | #DIVIDE BY ZERO | #UNPARSEABLE | #BLOCKED |  | -3.3333 | #DIVIDE BY ZERO | 0 | 0 | 0 | #DIVIDE BY ZERO | #DIVIDE BY ZERO
3-量產 |  | 0 | A |  | A116.W05 | R3 System 2 years warranty extension -Software upgrade -Hardware coverage in case of natural damage | A153.W052 |  |  |  |  | 1 | 500 | 200 | 450 | [8 empty] | 200 | 500 | 100% |  | -200 | #DIVIDE BY ZERO | #UNPARSEABLE | #BLOCKED |  | -6.6667 | #DIVIDE BY ZERO | 0 | 0 | 0 | #DIVIDE BY ZERO | #DIVIDE BY ZERO
3-量產 |  | 0 | A |  | A116.W05 | R3 System 3 years warranty extension -Software upgrade -Hardware coverage in case of natural damage | A153.W053 |  |  |  |  | 1 | 700 | 300 | 630 | [8 empty] | 300 | 700 | 100% |  | -300 | #DIVIDE BY ZERO | #UNPARSEABLE | #BLOCKED |  | -10 | #DIVIDE BY ZERO | 0 | 0 | 0 | #DIVIDE BY ZERO | #DIVIDE BY ZERO
3-量產 |  | 0 | A |  | A116.W05 | R3 System 4 years warranty extension -Software upgrade -Hardware coverage in case of natural damage | A153.W054 |  |  |  |  | 1 | 900 | 400 | 810 | [8 empty] | 400 | 900 | 100% |  | -400 | #DIVIDE BY ZERO | #UNPARSEABLE | #BLOCKED |  | -13.3333 | #DIVIDE BY ZERO | 0 | 0 | 0 | #DIVIDE BY ZERO | #DIVIDE BY ZERO
3-量產 |  | 0 | A |  | A116.W05 | R3 System 5 years warranty extension -Software upgrade -Hardware coverage in case of natural damage | A153.W055 |  |  |  |  | 1 | 1100 | 500 | 990 | [8 empty] | 500 | 1100 | 100% |  | -500 | #DIVIDE BY ZERO | #UNPARSEABLE | #BLOCKED |  | -16.6667 | #DIVIDE BY ZERO | 0 | 0 | 0 | #DIVIDE BY ZERO | #DIVIDE BY ZERO
1-評估 |  | 6 |  |  | A15 | R6 OTA Measurement System (R3) | A156 |  | 實驗室 90cm |  |  | 0 | 20000 | 5000 | 12000 | 40% | 58.33% | 0 | 0 | #DIVIDE BY ZERO | 0% | 0% |  | 5000 | 20000 | -20900% | 4200000 | 4195000 | 99.88% | #UNPARSEABLE | #BLOCKED | 140000 | 139833.3333 | 99.88% | 0 | 0 | 0 | #DIVIDE BY ZERO | #DIVIDE BY ZERO
3-量產 |  | 5 | F |  | A116.PONN | R6 OTA Anechoic Chamber System | A156.A | 2 | [17 empty] | #DIVIDE BY ZERO |  | 0 | #DIVIDE BY ZERO | #UNPARSEABLE | #BLOCKED |  | 0 | #DIVIDE BY ZERO | 0 | 0 | 0 | #DIVIDE BY ZERO | #DIVIDE BY ZERO
3-量產 |  | 1 | R |  | A116.A | SE-R2 OTA Shielding Room (Middle) | A156.A01 | 3 | [17 empty] | #DIVIDE BY ZERO |  | 0 | #DIVIDE BY ZERO | #UNPARSEABLE | #BLOCKED |  | 0 | #DIVIDE BY ZERO | 0 | 0 | 0 | #DIVIDE BY ZERO | #DIVIDE BY ZERO
|  | 0 |  |  | A116.A | SE-R24 Shielding Room (R3 6/3/3) -Outside Dimension: L6.0 x W3.0 x H3.0m +/-5cm -Inside Dimension: L5.9 x W2.9 x H2.9m +/-5cm -Shielding effective: 30M - 18GHz > 100dB -Modular steel pan type by 2mm galvanized steel sheet -Steel pillar for self support structure -Painted on visual panel | A156.A010 |  |  | A211.R245 |  | 1 |  | 901.4 | [9 empty] | 901.4 |  | #DIVIDE BY ZERO |  | -901.4 | #DIVIDE BY ZERO | #UNPARSEABLE | #BLOCKED |  | -30.0467 | #DIVIDE BY ZERO | 0 | 0 | 0 | #DIVIDE BY ZERO | #DIVIDE BY ZERO
3-量產 |  | 1 | R |  | A116.A | SE-D2 Shielding Swing Door | A156.A05 | [18 empty] | #DIVIDE BY ZERO |  | 0 | #DIVIDE BY ZERO | #UNPARSEABLE | #BLOCKED |  | 0 | #DIVIDE BY ZERO | 0 | 0 | 0 | #DIVIDE BY ZERO | #DIVIDE BY ZERO
|  | 0 |  |  | A162.A05 | SE-D22 Flat Shielding Swing Door -Dimension W1.0 x H2.0m -Blade contact auto-latching -Manual operation for emergency | A156.A050 |  |  | A211.D221 |  | 1 |  | 6.2 | [8 empty] | 安普新 | 6.2 |  | #DIVIDE BY ZERO |  | -6.2 | #DIVIDE BY ZERO | #UNPARSEABLE | #BLOCKED |  | -0.20667 | #DIVIDE BY ZERO | 0 | 0 | 0 | #DIVIDE BY ZERO | #DIVIDE BY ZERO
3-量產 |  | 1 | R |  | A116.A | SE-D2 Shielding Swing Door (Additional) | A156.A06 | [18 empty] | #DIVIDE BY ZERO |  | 0 | #DIVIDE BY ZERO | #UNPARSEABLE | #BLOCKED |  | 0 | #DIVIDE BY ZERO | 0 | 0 | 0 | #DIVIDE BY ZERO | #DIVIDE BY ZERO
|  | 0 |  |  | A116.A06 | SE-D22 Flat Shielding Swing Door -Dimension W1.0 x H2.0m -Blade contact auto-latching -Manual operation for emergency | A156.A060 |  | #UNPARSEABLE | A211.D221 |  | 1 |  | 6.2 | [8 empty] | #UNPARSEABLE | 6.2 |  | #DIVIDE BY ZERO |  | -6.2 | #DIVIDE BY ZERO | #UNPARSEABLE | #BLOCKED |  | -0.20667 | #DIVIDE BY ZERO | 0 | 0 | 0 | #DIVIDE BY ZERO | #DIVIDE BY ZERO
3-量產 |  |  | R |  | A118.A | SE-A1 Access panel | A156.A07
[6 empty] | SE-A23 Access panel (R3/ R6/ R8 24 - 43.5GHz) -Frequency: 30M - 18GHz > 100dB -Dimension: H30 x W30 cm -2.92mm Waveguide to Coaxial Adaptor x 5 -2.92mm Coaxial Adaptor x 2 -SMA Jack to Jack x 10 -Straight tip fiber optic connector (ST) x 4 -2" Waveguide tube for extension cable through, 1 set | A156.A070 |  |  | A211.A237 |  | 1 |  | 58.5
[6 empty] | SE-A23 Access panel (R3/ R6/ R8 DC - 50GHz) -Dimension: H30 x W30 cm -2.4mm Coaxial Adaptor x 7 -SMA Jack to Jack x 10 -Straight tip fiber optic connector (ST) x 4 -2"" Waveguide tube for extension cable through, 1 set | A156.A071 |  |  | A211.A237 |  | 1 |  | 46.2
[6 empty] | SE-A23 Access panel (R3/ R6/ R8 DC - 50GHz, 60 - 90GHz) -2.4mm Coaxial Adaptor x 7 -SMA Jack to Jack x 10 -Straight tip fiber optic connector (ST) x 4 -WR-12 Waveguide Bulkhead Adapter x 3 -2" Waveguide tube for extension cable through, 1 set | A156.A072 |  |  | A211.A237 |  | 1 |  | 75
3-量產 |  | 1 | R |  | A116.A | SE-H Shielding Honeycomb Air Vent | A156.A09 | [18 empty] | #DIVIDE BY ZERO |  | 0 | #DIVIDE BY ZERO | #UNPARSEABLE | #BLOCKED |  | 0 | #DIVIDE BY ZERO | 0 | 0 | 0 | #DIVIDE BY ZERO | #DIVIDE BY ZERO
|  | 0 |  |  | A116.A09 | SE-H23 Shielding Honeycomb Air Vent -Dimension: 0.3 x 0.3m (L/W) -Shielding effective: 0.03 - 50GHz > 100dB | A156.A090 |  |  | A211.H231 |  | 4 | [13 empty] | #DIVIDE BY ZERO |  | 0 | #DIVIDE BY ZERO | #UNPARSEABLE | #BLOCKED |  | 0 | #DIVIDE BY ZERO | 0 | 0 | 0 | #DIVIDE BY ZERO | #DIVIDE BY ZERO
3-量產 |  |  | R |  | A116.A | AB-RP EPP Absorber Set | A156.A11
|  | 0 | A |  | A116.A01 | AB-X1 EPP Absorber Set (R6 10/4.7/3.5) -Material: Expandable Polypropylene -Frequency: 2 - 110GHz -AB-X12: 30cm height pyramid absorber -AB-X12: 5cm height pyramid absorber -AB-X14: 3cm height flatten absorber -RoHS & REACH Compliant | A156.A110 |  |  | A212.X196 |  | 1 |  | 694.778 | [9 empty] | 694.778 |  | #DIVIDE BY ZERO |  | -694.778 | #DIVIDE BY ZERO | #UNPARSEABLE | #BLOCKED |  | -23.1593 | #DIVIDE BY ZERO | 0 | 0 | 0 | #DIVIDE BY ZERO | #DIVIDE BY ZERO
3-量產 |  | 0 | M/R |  | A116.A | SE-F Power & Signal filter Set | A156.A15 | [18 empty] | #DIVIDE BY ZERO |  | 0 | #DIVIDE BY ZERO | #UNPARSEABLE | #BLOCKED |  | 0 | #DIVIDE BY ZERO | 0 | 0 | 0 | #DIVIDE BY ZERO | #DIVIDE BY ZERO
[5 empty] | #UNPARSEABLE | SE-F Power & Signal filter Set -SE-F12 1P2W 100 -280 VAC/16 A (for EUT) -SE-F12 1P2W 100 -280 VAC/16 A (for Equipment) -SE-F22-02 RJ45 1Gbps x 2 (1 for Equipment) -SE-F23-02 USB3.0 x 1 -SE-F25-01 RS-232/485 x 2 (for Equipment) | A156.A150 |  |  | A211.F911 |  | 1 | [10 empty] | -SE-F22 RJ45 1000 Mbps x 1 for DUT on Positioner -RS-232 x 4 1 for DUT on Positioner 2 for DUT positioner and feed positioner 1 for feed switching -USB 3.0 x 1 for DUT on Positioner
3-量產 |  |  | R |  | A173.A.PON | SE-X Laser Alignment System | A156.A17
|  | 0 | A |  | A173.A17 | SE-X31 Laser Alignment System -Independent 3 red laser line -Mounting type: Wall bracket -Horizontal alignment: 1 line -Vertical alignment: 2 line | A156.A170 |  |  | A211.X311 |  | 1 | 30 | 4.044 | 20 | [8 empty] | 4.044 | 30 | 100% |  | -4.044 | #DIVIDE BY ZERO | #UNPARSEABLE | #BLOCKED |  | -0.1348 | #DIVIDE BY ZERO | 0 | 0 | 0 | #DIVIDE BY ZERO | #DIVIDE BY ZERO
3-量產 |  |  | R |  | A116.A | SE-L Lighting | A156.A21
[5 empty] | A162.A23 | SE-L31 LED Lighting -Power consumption: 50W | A156.A210 |  |  | A211.L311 |  | 4 | 10 | 2
3-量產 |  |  | R |  | A211.R | SE-V1 CCTV System | A156.A29
[6 empty] | SE-V12 CCTV System -2560 x 1440 @ 30 fps -2.8 - 12 mm motor zoom lens | A156.A290 |  |  | A211.V110 |  | 1 | 30 | 6.52 | 27 | [7 empty] | ABUS Network Outdoor IR CCTV Camera, 2688 x 1520 pixels Resolution, IP67 | [14 empty] | #DIVIDE BY ZERO | #DIVIDE BY ZERO
3-量產 |  | 4 | F |  | A116.PONN | R6 RF System | A156.C | [15 empty] | Q20441-長弘 |  |  | #DIVIDE BY ZERO |  | 0 | #DIVIDE BY ZERO | #UNPARSEABLE | #BLOCKED |  | 0 | #DIVIDE BY ZERO | 0 | 0 | 0 | #DIVIDE BY ZERO | #DIVIDE BY ZERO
3-量產 |  | 20 | R |  | A116.A | AT-H2 Dual Polarization Horn Antenna | A156.C01 | 3 | [17 empty] | #DIVIDE BY ZERO |  | 0 | #DIVIDE BY ZERO | #UNPARSEABLE | #BLOCKED |  | 0 | #DIVIDE BY ZERO | 0 | 0 | 0 | #DIVIDE BY ZERO | #DIVIDE BY ZERO
|  | 0 |  |  | A116.A | AT-H24 Dual Polarization Corrugated Conical Horn -Antenna frequency: 24 - 42GHz -Antenna gain: 14dBi (Typical) -3dB Beamwidth: 35° (Typical) -Polarization: Dual linear polarization -Polarization isolation: > 20dB -Antenna aperture size: 35mm -Connector: WR28 waveguide | A156.C010 |  |  | A213.H244 |  | 1 |  | 56.8 | [9 empty] | 56.8 |  | #DIVIDE BY ZERO |  | -56.8 | #DIVIDE BY ZERO | #UNPARSEABLE | #BLOCKED |  | -1.8933 | #DIVIDE BY ZERO | 0 | 0 | 0 | #DIVIDE BY ZERO | #DIVIDE BY ZERO
0-未開 |  | 0 |  |  | A116.A | 1.72 to 2.60 GHz | A156.C011 | [18 empty] | #DIVIDE BY ZERO |  | 0 | #DIVIDE BY ZERO | #UNPARSEABLE | #BLOCKED |  | 0 | #DIVIDE BY ZERO | 0 | 0 | 0 | #DIVIDE BY ZERO | #DIVIDE BY ZERO
0-未開 |  | 0 |  |  | A116.A | 2.20 to 3.30 GHz | A156.C012 | [18 empty] | #DIVIDE BY ZERO |  | 0 | #DIVIDE BY ZERO | #UNPARSEABLE | #BLOCKED |  | 0 | #DIVIDE BY ZERO | 0 | 0 | 0 | #DIVIDE BY ZERO | #DIVIDE BY ZERO
|  | 0 |  |  | A116.A | AT-H21 Dual Polarization Corrugated Conical Horn Antenna -Antenna frequency: 2.6 - 3.95GHz -Antenna gain: 10dBi (Typical) -3dB Beamwidth: 50° (Typical) -Polarization: Dual linear polarization -Polarization isolation: > 20dB -Antenna aperture size: 270mm -Connector: SMA (F) | A156.C013 |  |  | A213.H21A |  | 1 |  | 42.5 | [9 empty] | 42.5 |  | #DIVIDE BY ZERO |  | -42.5 | #DIVIDE BY ZERO | #UNPARSEABLE | #BLOCKED |  | -1.4167 | #DIVIDE BY ZERO | 0 | 0 | 0 | #DIVIDE BY ZERO | #DIVIDE BY ZERO
0-未開 |  | 0 |  |  | A116.A | 3.30 to 4.90 GHz | A156.C014 | [18 empty] | #DIVIDE BY ZERO |  | 0 | #DIVIDE BY ZERO | #UNPARSEABLE | #BLOCKED |  | 0 | #DIVIDE BY ZERO | 0 | 0 | 0 | #DIVIDE BY ZERO | #DIVIDE BY ZERO
|  | 0 |  |  | A116.A | AT-H22 Dual Polarization Corrugated Conical Horn Antenna -Antenna frequency: 3.95 - 5.85GHz -Antenna gain: 10dBi (Typical) -3dB Beamwidth: 50° (Typical) -Polarization: Dual linear polarization -Polarization isolation: > 20dB -Antenna aperture size: 180mm -Connector: SMA (F) | A156.C015 |  |  | A213.H21B |  | 1 |  | 37.5 | [9 empty] | 37.5 |  | #DIVIDE BY ZERO |  | -37.5 | #DIVIDE BY ZERO | #UNPARSEABLE | #BLOCKED |  | -1.25 | #DIVIDE BY ZERO | 0 | 0 | 0 | #DIVIDE BY ZERO | #DIVIDE BY ZERO
0-未開 |  | 0 |  |  | A116.A | 4.90 to 7.05 GHz | A156.C016 | [18 empty] | #DIVIDE BY ZERO |  | 0 | #DIVIDE BY ZERO | #UNPARSEABLE | #BLOCKED |  | 0 | #DIVIDE BY ZERO | 0 | 0 | 0 | #DIVIDE BY ZERO | #DIVIDE BY ZERO
0-未開 |  | 0 |  |  | A116.A | 5.85 to 8.20 GHz | A156.C017 | [18 empty] | #DIVIDE BY ZERO |  | 0 | #DIVIDE BY ZERO | #UNPARSEABLE | #BLOCKED |  | 0 | #DIVIDE BY ZERO | 0 | 0 | 0 | #DIVIDE BY ZERO | #DIVIDE BY ZERO
0-未開 |  | 0 |  |  | A116.A | 7.05 to 10 GHz | A156.C018 | [18 empty] | #DIVIDE BY ZERO |  | 0 | #DIVIDE BY ZERO | #UNPARSEABLE | #BLOCKED |  | 0 | #DIVIDE BY ZERO | 0 | 0 | 0 | #DIVIDE BY ZERO | #DIVIDE BY ZERO
0-未開 |  | 0 |  |  | A116.A | 8.20 to 12.40 GHz | A156.C019 | [18 empty] | #DIVIDE BY ZERO |  | 0 | #DIVIDE BY ZERO | #UNPARSEABLE | #BLOCKED |  | 0 | #DIVIDE BY ZERO | 0 | 0 | 0 | #DIVIDE BY ZERO | #DIVIDE BY ZERO
0-未開 |  | 0 |  |  | A116.A | 10.00 to 15 GHz | A156.C01A | [18 empty] | #DIVIDE BY ZERO |  | 0 | #DIVIDE BY ZERO | #UNPARSEABLE | #BLOCKED |  | 0 | #DIVIDE BY ZERO | 0 | 0 | 0 | #DIVIDE BY ZERO | #DIVIDE BY ZERO
0-未開 |  | 0 |  |  | A116.A | 12.40 to 18 GHz | A156.C01B | [18 empty] | #DIVIDE BY ZERO |  | 0 | #DIVIDE BY ZERO | #UNPARSEABLE | #BLOCKED |  | 0 | #DIVIDE BY ZERO | 0 | 0 | 0 | #DIVIDE BY ZERO | #DIVIDE BY ZERO
0-未開 |  | 0 |  |  | A116.A | 15.00 to 22 GHz | A156.C01C | [18 empty] | #DIVIDE BY ZERO |  | 0 | #DIVIDE BY ZERO | #UNPARSEABLE | #BLOCKED |  | 0 | #DIVIDE BY ZERO | 0 | 0 | 0 | #DIVIDE BY ZERO | #DIVIDE BY ZERO
0-未開 |  | 0 |  |  | A116.A | 18.00 to 26.50 GHz | A156.C01D | [18 empty] | #DIVIDE BY ZERO |  | 0 | #DIVIDE BY ZERO | #UNPARSEABLE | #BLOCKED |  | 0 | #DIVIDE BY ZERO | 0 | 0 | 0 | #DIVIDE BY ZERO | #DIVIDE BY ZERO
0-未開 |  | 0 |  |  | A116.A | 22.00 to 33 GHz | A156.C01E | [18 empty] | #DIVIDE BY ZERO |  | 0 | #DIVIDE BY ZERO | #UNPARSEABLE | #BLOCKED |  | 0 | #DIVIDE BY ZERO | 0 | 0 | 0 | #DIVIDE BY ZERO | #DIVIDE BY ZERO
0-未開 |  | 0 |  |  | A116.A | AT-H24 Dual Polarization Corrugated Conical Horn -Antenna frequency: 33 - 50GHz -Antenna gain: 14dBi (Typical) -3dB Beamwidth: 35° (Typical) -Polarization: Dual linear polarization -Polarization isolation: > 20dB -Antenna aperture size: 29mm -Connector: WR22 waveguide | A156.C01F |  |  | A213.H245 |  | 1 |  | 121.5 | [9 empty] | 121.5 |  | #DIVIDE BY ZERO |  | -121.5 | #DIVIDE BY ZERO | #UNPARSEABLE | #BLOCKED |  | -4.05 | #DIVIDE BY ZERO | 0 | 0 | 0 | #DIVIDE BY ZERO | #DIVIDE BY ZERO
0-未開 |  | 0 |  |  | A116.A | AT-H25 Dual Polarization Corrugated Conical Horn -Antenna frequency: 40 - 60GHz -Antenna gain: 14dBi (Typical) -3dB Beamwidth: 35° (Typical) -Polarization: Dual linear polarization -Polarization isolation: > 20dB -Connector: WR19 waveguide | A156.C01H |  |  | A213.H252 |  | 1 |  | 190.5 | [9 empty] | 190.5 |  | #DIVIDE BY ZERO |  | -190.5 | #DIVIDE BY ZERO | #UNPARSEABLE | #BLOCKED |  | -6.35 | #DIVIDE BY ZERO | 0 | 0 | 0 | #DIVIDE BY ZERO | #DIVIDE BY ZERO
0-未開 |  | 0 |  |  | A116.A | 50.00 to 75 GHz | A156.C01J | [18 empty] | #DIVIDE BY ZERO |  | 0 | #DIVIDE BY ZERO | #UNPARSEABLE | #BLOCKED |  | 0 | #DIVIDE BY ZERO | 0 | 0 | 0 | #DIVIDE BY ZERO | #DIVIDE BY ZERO
0-未開 |  | 0 |  |  | A116.A | AT-H25 Dual Polarization Corrugated Conical Horn -Antenna frequency: 60 - 90GHz -Antenna gain: 14dBi (Typical) -3dB Beamwidth: 35° (Typical) -Polarization: Dual linear polarization -Polarization isolation: > 20dB -Connector: WR12 waveguide | A156.C01K |  |  | A213.H254 |  | 1 |  | 228 | [9 empty] | 228 |  | #DIVIDE BY ZERO |  | -228 | #DIVIDE BY ZERO | #UNPARSEABLE | #BLOCKED |  | -7.6 | #DIVIDE BY ZERO | 0 | 0 | 0 | #DIVIDE BY ZERO | #DIVIDE BY ZERO
0-未開 |  | 0 |  |  | A116.A | 75 to 110 GHz | A156.C01L | [18 empty] | #DIVIDE BY ZERO |  | 0 | #DIVIDE BY ZERO | #UNPARSEABLE | #BLOCKED |  | 0 | #DIVIDE BY ZERO | 0 | 0 | 0 | #DIVIDE BY ZERO | #DIVIDE BY ZERO
3-量產 |  | 10 | R |  | A116.A | AT-H18 Standard Gain Horn | A156.C02 | 3 | [17 empty] | #DIVIDE BY ZERO |  | 0 | #DIVIDE BY ZERO | #UNPARSEABLE | #BLOCKED |  | 0 | #DIVIDE BY ZERO | 0 | 0 | 0 | #DIVIDE BY ZERO | #DIVIDE BY ZERO
0-未開 |  | 0 |  |  | A116.A | AT-H32 Standard Gain Horn Antenna WR-284 -Antenna frequency: 2.6 - 3.95 GHz -Antenna gain: 10 dBi (Typical) -Polarization: Single linear polarization -Power handling: Max. 50 Watt CW -Antenna aperture size: 150mm -Connector: N-Type(F) -Calibration: Factory report |  |  |  | A213.H321 |  | 1 |  | 38 | [9 empty] | 38 |  | #DIVIDE BY ZERO |  | -38 | #DIVIDE BY ZERO | #UNPARSEABLE | #BLOCKED |  | -1.2667 | #DIVIDE BY ZERO | 0 | 0 | 0 | #DIVIDE BY ZERO | #DIVIDE BY ZERO
0-未開 |  | 0 |  |  | A116.A | AT-H32 Standard Gain Horn Antenna WR-187 -Antenna frequency: 3.95 - 5.85 GHz -Antenna gain: 10 dBi (Typical) -Polarization: Single linear polarization -Power handling: Max. 50 Watt CW -Antenna aperture size: 100mm -Connector: SMA(F) -Calibration: Factory report |  |  |  | A213.H323 |  | 1 |  | 20 | [9 empty] | 20 |  | #DIVIDE BY ZERO |  | -20 | #DIVIDE BY ZERO | #UNPARSEABLE | #BLOCKED |  | -0.66667 | #DIVIDE BY ZERO | 0 | 0 | 0 | #DIVIDE BY ZERO | #DIVIDE BY ZERO
0-未開 |  | 0 |  |  | A116.A | AT-H32 Standard Gain Horn Antenna WR-137 -Antenna frequency: 5.85 - 8.2 GHz -Antenna gain: 15 dBi (Typical) -Polarization: Single linear polarization -Power handling: Max. 50 Watt CW -Antenna aperture size: 150mm -Connector: SMA(F) -Calibration: Factory report |  |  |  | A213.H325 |  | 1 |  | 20 | [9 empty] | 20 |  | #DIVIDE BY ZERO |  | -20 | #DIVIDE BY ZERO | #UNPARSEABLE | #BLOCKED |  | -0.66667 | #DIVIDE BY ZERO | 0 | 0 | 0 | #DIVIDE BY ZERO | #DIVIDE BY ZERO
0-未開 |  | 0 |  |  | A116.A | AT-H32 Standard Gain Horn Antenna WR-90 -Antenna frequency: 8.2 - 12.4 GHz -Antenna gain: 15 dBi (Typical) -Polarization: Single linear polarization -Power handling: Max. 50 Watt CW -Antenna aperture size: 90mm -Connector: SMA(F) -Calibration: Factory report |  |  |  | A213.H327 |  | 1 |  | 20 | [9 empty] | 20 |  | #DIVIDE BY ZERO |  | -20 | #DIVIDE BY ZERO | #UNPARSEABLE | #BLOCKED |  | -0.66667 | #DIVIDE BY ZERO | 0 | 0 | 0 | #DIVIDE BY ZERO | #DIVIDE BY ZERO
0-未開 |  | 0 |  |  | A116.A | AT-H32 Standard Gain Horn Antenna WR-62 -Antenna frequency: 12.4 - 18 GHz -Antenna gain: 20 dBi (Typical) -Polarization: Single linear polarization -Power handling: Max. 50 Watt CW -Antenna aperture size: 100mm -Connector: SMA(F) -Calibration: Factory report |  |  |  | A213.H329 |  | 1 |  | 19.4 | [9 empty] | 19.4 |  | #DIVIDE BY ZERO |  | -19.4 | #DIVIDE BY ZERO | #UNPARSEABLE | #BLOCKED |  | -0.64667 | #DIVIDE BY ZERO | 0 | 0 | 0 | #DIVIDE BY ZERO | #DIVIDE BY ZERO
0-未開 |  | 0 |  |  | A116.A | AT-H33 Standard Gain Horn Antenna WR-42 -Antenna frequency: 18 - 26.5 GHz -Antenna gain: 20 dBi (Typical) -Polarization: Single linear polarization -Power handling: Max. 50 Watt CW -Antenna aperture size: 65mm -Connector: 3.5mm(F) -Calibration: Factory report |  |  |  | A213.H331 |  | 1 |  | 19.7 | [9 empty] | 19.7 |  | #DIVIDE BY ZERO |  | -19.7 | #DIVIDE BY ZERO | #UNPARSEABLE | #BLOCKED |  | -0.65667 | #DIVIDE BY ZERO | 0 | 0 | 0 | #DIVIDE BY ZERO | #DIVIDE BY ZERO
|  | 0 |  |  | A116.A | AT-H33 Standard Gain Horn Antenna WR-34 -Antenna frequency: 22 - 33 GHz -Antenna gain: 20 dBi (Typical) -Polarization: Single linear polarization -Power handling: Max. 50 Watt CW -Antenna aperture size: 55mm -Connector: 2.92mm(F) -Calibration: Factory report | A156.C022 |  |  | A213.H333 |  | 1 |  | 19.7 | [9 empty] | 19.7 |  | #DIVIDE BY ZERO |  | -19.7 | #DIVIDE BY ZERO | #UNPARSEABLE | #BLOCKED |  | -0.65667 | #DIVIDE BY ZERO | 0 | 0 | 0 | #DIVIDE BY ZERO | #DIVIDE BY ZERO
|  | 0 |  |  | A116.A | AT-H33 Standard Gain Horn Antenna WR-28 -Antenna frequency: 26.5 - 40 GHz -Antenna gain: 20 dBi (Typical) -Polarization: Single linear polarization -Power handling: Max. 50 Watt CW -Antenna aperture size: 41mm -Connector: 2.92mm(F) -Calibration: Factory report | A156.C020 |  |  | A213.H335 |  | 1 |  | 23.5 | [9 empty] | 23.5 |  | #DIVIDE BY ZERO |  | -23.5 | #DIVIDE BY ZERO | #UNPARSEABLE | #BLOCKED |  | -0.78333 | #DIVIDE BY ZERO | 0 | 0 | 0 | #DIVIDE BY ZERO | #DIVIDE BY ZERO
|  | 0 |  |  | A116.A | AT-H33 Standard Gain Horn Antenna WR-22 -Antenna frequency: 33 - 50 GHz -Antenna gain: 20 dBi (Typical) -Polarization: Single linear polarization -Power handling: Max. 50 Watt CW -Antenna aperture size: 36mm -Connector: 2.4mm(F) -Calibration: Factory report | A156.C023 |  |  | A213.H337 |  | 1 |  | 28.2 | [9 empty] | 28.2 |  | #DIVIDE BY ZERO |  | -28.2 | #DIVIDE BY ZERO | #UNPARSEABLE | #BLOCKED |  | -0.94 | #DIVIDE BY ZERO | 0 | 0 | 0 | #DIVIDE BY ZERO | #DIVIDE BY ZERO
|  | 0 |  |  | A116.A | AT-H34 Standard Gain Horn Antenna WR-12 -Antenna frequency: 60 - 90 GHz -Antenna gain: 20 dBi (Typical) -Polarization: Single linear polarization -Power handling: Max. 50 Watt CW -Antenna aperture size: 20mm -Connector: WR-12 waveguide -Calibration: Factory report | A156.C021 |  |  | A213.H343 |  | 1 |  | 28.8 | [9 empty] | 28.8 |  | #DIVIDE BY ZERO |  | -28.8 | #DIVIDE BY ZERO | #UNPARSEABLE | #BLOCKED |  | -0.96 | #DIVIDE BY ZERO | 0 | 0 | 0 | #DIVIDE BY ZERO | #DIVIDE BY ZERO
3-量產 |  | 1 | R |  | A116.A | AT-R Reflector | A156.C05 | 3 | [17 empty] | #DIVIDE BY ZERO |  | 0 | #DIVIDE BY ZERO | #UNPARSEABLE | #BLOCKED |  | 0 | #DIVIDE BY ZERO | 0 | 0 | 0 | #DIVIDE BY ZERO | #DIVIDE BY ZERO
|  | 0 |  |  | A116.A | AT-R22 CATR reflector -Reflector Size: 1.5 X 1.5m (W/H) -Reflector frequency range: 2 - 90GHz -Reflector Edge: Rolled edge -Feed antenna location: Side feed -Quiet zone size: 0.6m -Quiet zone shape: Circular cylinder -Cross polarization: ≦ -25dB -Amplitude taper: ≦ 1.5dB -Amplitude ripple(SD): ±0.75dB -Fixture for reflector: Adjustable | A156.C050 |  |  | A213.R222 |  | 1 |  | 550 | 550 | [8 empty] | 550 |  | #DIVIDE BY ZERO |  | -550 | #DIVIDE BY ZERO | #UNPARSEABLE | #BLOCKED |  | -18.3333 | #DIVIDE BY ZERO | 0 | 0 | 0 | #DIVIDE BY ZERO | #DIVIDE BY ZERO
3-量產 |  | 1 |  |  | A118.C | FM Measurement System Switching Box | A156.C11 | [18 empty] | #DIVIDE BY ZERO |  | 0 | #DIVIDE BY ZERO | #UNPARSEABLE | #BLOCKED |  | 0 | #DIVIDE BY ZERO | 0 | 0 | 0 | #DIVIDE BY ZERO | #DIVIDE BY ZERO
|  | 0 |  |  |  | FM-S12 Measurement System R6 with switching box (WR-28 Ka-Band) -Rotary Joint: DC - 43.5GHz -Coaxial connector: 2.92mm -RF switching box for polarization and 2 function selection -Path frequency: 22 - 43.5GHz (WR-28 Cutoff frequency) | A162.C110 |  |  | A214.S126 |  | 1 |  | 759.29 | [9 empty] | 759.29 |  | #DIVIDE BY ZERO |  | -759.29 | #DIVIDE BY ZERO | #UNPARSEABLE | #BLOCKED |  | -25.3097 | #DIVIDE BY ZERO | 0 | 0 | 0 | #DIVIDE BY ZERO | #DIVIDE BY ZERO
3-量產 |  | 4 | F |  | A116.PONN | R6 Positioner & Control System | A156.E | [18 empty] | #DIVIDE BY ZERO |  | 0 | #DIVIDE BY ZERO | #UNPARSEABLE | #BLOCKED |  | 0 | #DIVIDE BY ZERO | 0 | 0 | 0 | #DIVIDE BY ZERO | #DIVIDE BY ZERO
3-量產 |  | 3 | A |  | A116.C | AE-T3 OTA 3D Turntable | A156.E03 | [18 empty] | #DIVIDE BY ZERO |  | 0 | #DIVIDE BY ZERO | #UNPARSEABLE | #BLOCKED |  | 0 | #DIVIDE BY ZERO | 0 | 0 | 0 | #DIVIDE BY ZERO | #DIVIDE BY ZERO
|  | 0 | A1 |  | A116.E02 | AE-T32 3D Performance Type Turntable -Motion: Roll/ Azimuth -Diameter : 1.2m -Max. vertical loading: 15Kg -Max. speed: 20 RPM (Roll) / 7 RPM (Azimuth) -Maximum torque: 8 N-m -Resolution: 0.1° -Encoder Accuracy: ±0.5° -Travel: 0° - 360° -Power: 220VAC -Power consumption: 700W -Adaptor platform | A156-E030 |  |  | A217.T325 |  | 1 |  | 341.3 | [9 empty] | 341.3 |  | #DIVIDE BY ZERO |  | -341.3 | #DIVIDE BY ZERO | #UNPARSEABLE | #BLOCKED |  | -11.3767 | #DIVIDE BY ZERO | 0 | 0 | 0 | #DIVIDE BY ZERO | #DIVIDE BY ZERO
|  | 0 | A1 |  | A116.E02 | AE-T36 3D Performance Type Turntable -Motion: Roll (U shape)/ Azimuth -Diameter : 2.1m -Max. vertical loading: 100Kg -Max. capacity DUT size: 90 x 90 x 40cm -Max. speed: 8 RPM (Roll) / 6 RPM (Azimuth) -Maximum torque: 1000 N-m (Roll) / 90 N-m (Azimuth) -Resolution: 0.1° -Encoder Accuracy: ±0.01° -Travel: 0° - 360° -Power: 220VAC -Power consumption: 1500W -Adaptor platform | A156-E031 |  |  | A211.R101 |  | 1 |  | 1500 | [9 empty] | 1500 |  | #DIVIDE BY ZERO |  | -1500 | #DIVIDE BY ZERO | #UNPARSEABLE | #BLOCKED |  | -50 | #DIVIDE BY ZERO | 0 | 0 | 0 | #DIVIDE BY ZERO | #DIVIDE BY ZERO
|  | 0 |  |  | A116.E02 | AE-T36a 3D Performance Type Turntable (for new R3) -Motion: Roll / Azimuth / Z offset -Diameter : 1.2 m -Max. vertical loading: 10Kg -Max. capacity DUT size: 60 cm -Max. speed: 8 RPM (Roll) / 6 RPM (Azimuth) -Maximum torque: 1000 N-m (Roll) / 90 N-m (Azimuth) -Resolution: 0.1° -Encoder Accuracy: ±0.05° -Travel: 0° - 360° -Power: 220VAC -Power consumption: 1000W -Adaptor platform (Access panel on TT) | [19 empty] | #DIVIDE BY ZERO |  | 0 | #DIVIDE BY ZERO | #UNPARSEABLE | #BLOCKED |  | 0 | #DIVIDE BY ZERO | 0 | 0 | 0 | #DIVIDE BY ZERO | #DIVIDE BY ZERO
3-量產 |  | 5 | R/M |  | A116.C | Fixtures | A156.E05 | [18 empty] | #DIVIDE BY ZERO |  | 0 | #DIVIDE BY ZERO | #UNPARSEABLE | #BLOCKED |  | 0 | #DIVIDE BY ZERO | 0 | 0 | 0 | #DIVIDE BY ZERO | #DIVIDE BY ZERO
|  | 0 | A1 |  | #UNPARSEABLE | AE-T39 Flat Plate Fixture -Main material: FR4 -Plate size: 30cm -Max. vertical loading: 3Kg (no bending: 0.5kg) AE-T39 Handheld Device Fixture -Main material: FR4 -Max. vertical loading: 1Kg (no bending: 0.3kg) | A156.E050 |  |  | A217.T392 |  | 1 |  | 13.5 | [9 empty] | 13.5 |  | #DIVIDE BY ZERO |  | -13.5 | #DIVIDE BY ZERO | #UNPARSEABLE | #BLOCKED |  | -0.45 | #DIVIDE BY ZERO | 0 | 0 | 0 | #DIVIDE BY ZERO | #DIVIDE BY ZERO
|  | 0 | A1 |  | #UNPARSEABLE | AE-T39 Handheld Device Fixture -Main material: FR4 -Max. vertical loading: 1Kg (no bending: 0.3kg) | A156.E051 |  |  | A217.T393 |  | 1 |  | 4.5 | [9 empty] | 4.5 |  | #DIVIDE BY ZERO |  | -4.5 | #DIVIDE BY ZERO | #UNPARSEABLE | #BLOCKED |  | -0.15 | #DIVIDE BY ZERO | 0 | 0 | 0 | #DIVIDE BY ZERO | #DIVIDE BY ZERO
|  | 0 | A1 |  | #UNPARSEABLE | AE-T39 Laptop Fixture -Main material: POM -Plate size: Support 11" to 19" screen sized laptop -Max. vertical loading: 3Kg | A156.E052 |  |  | A217.T395 |  | 1 |  | 18 | [9 empty] | 18 |  | #DIVIDE BY ZERO |  | -18 | #DIVIDE BY ZERO | #UNPARSEABLE | #BLOCKED |  | -0.6 | #DIVIDE BY ZERO | 0 | 0 | 0 | #DIVIDE BY ZERO | #DIVIDE BY ZERO
|  | 0 | A1 |  | #UNPARSEABLE | AE-T39 Head Phantom Fixture -Main material: FR4 -Compatibility: SPEAG SAM head phantom V4.5 | A156.E053 |  |  | A217.T397 |  | 1 |  | 10 | [9 empty] | 10 |  | #DIVIDE BY ZERO |  | -10 | #DIVIDE BY ZERO | #UNPARSEABLE | #BLOCKED |  | -0.33333 | #DIVIDE BY ZERO | 0 | 0 | 0 | #DIVIDE BY ZERO | #DIVIDE BY ZERO
|  | 0 | A1 |  | #UNPARSEABLE | AE-T39 Hands\Wrist\Forearm Fixture -Main material: FR4 -Compatibility: SPEAG SHO Fixture X Version 5 | A156.E054 |  |  | A217.T398 |  | 1 |  | 10 | [9 empty] | 10 |  | #DIVIDE BY ZERO |  | -10 | #DIVIDE BY ZERO | #UNPARSEABLE | #BLOCKED |  | -0.33333 | #DIVIDE BY ZERO | 0 | 0 | 0 | #DIVIDE BY ZERO | #DIVIDE BY ZERO
3-量產 |  | 1 | R |  | #UNPARSEABLE | AE-C1 Desktop IPC Controller | A156.E21 | [18 empty] | #DIVIDE BY ZERO |  | 0 | #DIVIDE BY ZERO | #UNPARSEABLE | #BLOCKED |  | 0 | #DIVIDE BY ZERO | 0 | 0 | 0 | #DIVIDE BY ZERO | #DIVIDE BY ZERO
|  | 0 | A |  | #UNPARSEABLE | AE-C11 Desktop IPC Controller & OS -CPU: Intel Core i5 Processor -OS: Windows 10 Enterprise 64 bit -Microsoft Excel -24" Monitor -Mouse + keyboard -GPIB card -19" Standard 41U rack | A156.E210 |  |  | A217.C112 |  | 1 |  | 79.09 | [9 empty] | 79.09 |  | #DIVIDE BY ZERO |  | -79.09 | #DIVIDE BY ZERO | #UNPARSEABLE | #BLOCKED |  | -2.6363 | #DIVIDE BY ZERO | 0 | 0 | 0 | #DIVIDE BY ZERO | #DIVIDE BY ZERO
3-量產 |  | 2 | A |  | A116.C | AE-T7 Feed antenna positioner | A156.E25 | [18 empty] | #DIVIDE BY ZERO |  | 0 | #DIVIDE BY ZERO | #UNPARSEABLE | #BLOCKED |  | 0 | #DIVIDE BY ZERO | 0 | 0 | 0 | #DIVIDE BY ZERO | #DIVIDE BY ZERO
|  | 0 | A1 |  | A116.E02 | AE-T72 Auto Feed Positioner -4 axis positioner: AZ/ X/ Y/ Z -Az: Travel ±10°with accuracy 0.5° -X axis: Travel ±100 mm with accuracy 0.5 mm -Y axis: Travel ±450 mm with accuracy 0.5 mm -Z axis: Travel ±100 mm with accuracy 0.5 mm -Electric control for feed position switch -Capacity: 3 antennas typically | A156-E250 |  |  | A217.T721 |  | 1 |  | 400 | [9 empty] | 400 |  | #DIVIDE BY ZERO |  | -400 | #DIVIDE BY ZERO | #UNPARSEABLE | #BLOCKED |  | -13.3333 | #DIVIDE BY ZERO | 0 | 0 | 0 | #DIVIDE BY ZERO | #DIVIDE BY ZERO
|  | 0 | A1 |  | A116.E02 | AE-T71 Manual Feed Positioner -4 axis positioner: AZ/ X/ Y/ Z -Az: Travel ±10° -X axis: Travel ±100 mm -Y axis: Travel ±450 mm -Z axis: Travel ±100 mm -Manual feed position operation -Capacity: Single antenna | A156-E251 |  |  | A217.T712 |  | 1 |  | 150 | [9 empty] | 150 |  | #DIVIDE BY ZERO |  | -150 | #DIVIDE BY ZERO | #UNPARSEABLE | #BLOCKED |  | -5 | #DIVIDE BY ZERO | 0 | 0 | 0 | #DIVIDE BY ZERO | #DIVIDE BY ZERO
3-量產 |  | 1 |  |  | A173.PONN | MW Maxwell Software | A156.S | 2 | [17 empty] | #DIVIDE BY ZERO |  | 0 | #DIVIDE BY ZERO | #UNPARSEABLE | #BLOCKED |  | 0 | #DIVIDE BY ZERO | 0 | 0 | 0 | #DIVIDE BY ZERO | #DIVIDE BY ZERO
|  | 3 | R |  | #UNPARSEABLE | Maxwell OTA Software 5GNR | A156.S42 | [18 empty] | #DIVIDE BY ZERO |  | 0 | #DIVIDE BY ZERO | #UNPARSEABLE | #BLOCKED |  | 0 | #DIVIDE BY ZERO | 0 | 0 | 0 | #DIVIDE BY ZERO | #DIVIDE BY ZERO
|  | 0 | A1 |  | A173.E01 | Passive function -2D/3D Antenna measurement -Test result: Antenna efficiency, gain pattern, peak gain -Instrument: Consistent with the quotation -One license permits one model of network analyzer | A156.S420 |  |  | A318.X111 |  | 1 | [13 empty] | #DIVIDE BY ZERO |  | 0 | #DIVIDE BY ZERO | #UNPARSEABLE | #BLOCKED |  | 0 | #DIVIDE BY ZERO | 0 | 0 | 0 | #DIVIDE BY ZERO | #DIVIDE BY ZERO
|  | 0 | A1 |  | A173.E01 | MW5 Maxwell OTA 5GNR FR1 TP Software -Throughput measurement -5GNR FR1 -Instrument: Consistent with the quotation -One license permits one model of equipment | A156.S421 |  |  | A318.X122 |  | 1 | [13 empty] | #DIVIDE BY ZERO |  | 0 | #DIVIDE BY ZERO | #UNPARSEABLE | #BLOCKED |  | 0 | #DIVIDE BY ZERO | 0 | 0 | 0 | #DIVIDE BY ZERO | #DIVIDE BY ZERO
|  | 0 | A1 |  | A173.E01 | MW5 Maxwell OTA 5GNR FR1 Software -TRP/ TIS measurement -5GNR FR1 -Instrument: Consistent with the quotation -One license permits one model of equipment | A156.S422 |  |  | A318.X121 |  | 1 | [13 empty] | #DIVIDE BY ZERO |  | 0 | #DIVIDE BY ZERO | #UNPARSEABLE | #BLOCKED |  | 0 | #DIVIDE BY ZERO | 0 | 0 | 0 | #DIVIDE BY ZERO | #DIVIDE BY ZERO
3-量產 |  | 6 | F |  | A116.PONN | R6 Acceptance | A156.V | [18 empty] | #DIVIDE BY ZERO |  | 0 | #DIVIDE BY ZERO | #UNPARSEABLE | #BLOCKED |  | 0 | #DIVIDE BY ZERO | 0 | 0 | 0 | #DIVIDE BY ZERO | #DIVIDE BY ZERO
3-量產 |  | 1 | R |  | A116.V | Hardware item check | A156.V01 | [18 empty] | #DIVIDE BY ZERO |  | 0 | #DIVIDE BY ZERO | #UNPARSEABLE | #BLOCKED |  | 0 | #DIVIDE BY ZERO | 0 | 0 | 0 | #DIVIDE BY ZERO | #DIVIDE BY ZERO
|  | 0 | A |  | A116.V01 | Hardware Item Check -Anechoic Chamber -RF Measurement -Positioner and control | A156.V010 | 3 |  | A141.V111 |  | 1 |  | 2 | [9 empty] | 2 |  | #DIVIDE BY ZERO |  | -2 | #DIVIDE BY ZERO | #UNPARSEABLE | #BLOCKED |  | -0.066667 | #DIVIDE BY ZERO | 0 | 0 | 0 | #DIVIDE BY ZERO | #DIVIDE BY ZERO
3-量產 |  | 3 | R |  | A116.V | Shielding Effective | A156.V11 | [18 empty] | #DIVIDE BY ZERO |  | 0 | #DIVIDE BY ZERO | #UNPARSEABLE | #BLOCKED |  | 0 | #DIVIDE BY ZERO | 0 | 0 | 0 | #DIVIDE BY ZERO | #DIVIDE BY ZERO
|  | 0 | A |  | A116.V01 | Shielding Effective Testing 0.7 - 18 GHz -Isolation requirement: 0.7 - 18 GHz >100 dB -Test Frequency: 0.7 / 2.4 / 5.5 / 8 / 12 / 18 GHz -Operate the testing by Atenlab -Refer EN50147-1 standard | A156.V110 | 3 |  |  |  | 1 |  | 8 | [9 empty] | 8 |  | #DIVIDE BY ZERO |  | -8 | #DIVIDE BY ZERO | #UNPARSEABLE | #BLOCKED |  | -0.26667 | #DIVIDE BY ZERO | 0 | 0 | 0 | #DIVIDE BY ZERO | #DIVIDE BY ZERO
|  | 0 | A |  | A116.V01 | Shielding Effective Testing (3rd party) 0.03 - 50 GHz -Isolation requirement: 0.03 - 50GHz > 100dB -Test Frequency: 0.03 / 0.7 / 2.4 / 5.5 / 12 / 18 / 28 / 33 / 50 GHz -To operate the testing by 3rd party -According EN50147-1 standard | A156.V111 | 3 |  |  |  | 1 |  | 156 | [9 empty] | 156 |  | #DIVIDE BY ZERO |  | -156 | #DIVIDE BY ZERO | #UNPARSEABLE | #BLOCKED |  | -5.2 | #DIVIDE BY ZERO | 0 | 0 | 0 | #DIVIDE BY ZERO | #DIVIDE BY ZERO
|  | 0 | A |  | A116.V01 | Shielding Effective Testing (Oversea) 0.7 - 18 GHz -Isolation requirement: 0.7 - 18 GHz >100 dB -Test Frequency: 0.7 / 2.4 / 5.5 / 8 / 12 / 18 GHz -To operate the testing by 3rd party, the buyer will survey vendor and pay testing fee for shielding effective test. -Refer EN50147-1 standard | A156.V112 | 3 |  |  |  | 1 |  | 108 | [9 empty] | 108 |  | #DIVIDE BY ZERO |  | -108 | #DIVIDE BY ZERO | #UNPARSEABLE | #BLOCKED |  | -3.6 | #DIVIDE BY ZERO | 0 | 0 | 0 | #DIVIDE BY ZERO | #DIVIDE BY ZERO
3-量產 |  | 2 | R |  | A116.V | Path Loss Calibration | A156.V21 | [18 empty] | #DIVIDE BY ZERO |  | 0 | #DIVIDE BY ZERO | #UNPARSEABLE | #BLOCKED |  | 0 | #DIVIDE BY ZERO | 0 | 0 | 0 | #DIVIDE BY ZERO | #DIVIDE BY ZERO
|  | 0 | A |  | A116.V11 | Path Loss Calibration Passive -Passive path: 24 - 42 GHz -Calibration antenna: Horn antenna -According CTIA standard for range loss calibration | A156.V210 |  | 依照系統售價之10% |  |  | 1 |  | 6 | [9 empty] | 6 |  | #DIVIDE BY ZERO |  | -6 | #DIVIDE BY ZERO | #UNPARSEABLE | #BLOCKED |  | -0.2 | #DIVIDE BY ZERO | 0 | 0 | 0 | #DIVIDE BY ZERO | #DIVIDE BY ZERO
|  | 0 |  |  |  | Path Loss Calibration Passive \ Cellular -Passive path: 24 - 42 GHz -Cellular path: 24 - 42 GHz -Calibration antenna: Horn antenna -According CTIA standard for range loss calibration | A156.V211 |  |  |  |  | 1 |  | 6 | [9 empty] | 6 |  | #DIVIDE BY ZERO |  | -6 | #DIVIDE BY ZERO | #UNPARSEABLE | #BLOCKED |  | -0.2 | #DIVIDE BY ZERO | 0 | 0 | 0 | #DIVIDE BY ZERO | #DIVIDE BY ZERO
3-量產 |  | 4 | R |  | A116.V | Path Loss Calibration additional | A156.V22 | [18 empty] | #DIVIDE BY ZERO |  | 0 | #DIVIDE BY ZERO | #UNPARSEABLE | #BLOCKED |  | 0 | #DIVIDE BY ZERO | 0 | 0 | 0 | #DIVIDE BY ZERO | #DIVIDE BY ZERO
|  | 0 |  |  |  | Path Loss Calibration 40 - 60 GHz -Frequency: 40 - 60 GHz -Calibration antenna: Horn antenna -According CTIA standard for range loss calibration -The part of frequency will be omitted if it is not available | A156.V221 |  |  |  |  | 1 |  | 6 | [9 empty] | 6 |  | #DIVIDE BY ZERO |  | -6 | #DIVIDE BY ZERO | #UNPARSEABLE | #BLOCKED |  | -0.2 | #DIVIDE BY ZERO | 0 | 0 | 0 | #DIVIDE BY ZERO | #DIVIDE BY ZERO
|  | 0 |  |  |  | Path Loss Calibration 60 - 90 GHz -Frequency: 60 - 90 GHz -Calibration antenna: Horn antenna -According CTIA standard for range loss calibration -The part of frequency will be omitted if it is not available | A156.V222 |  |  |  |  | 1 |  | 6 | [9 empty] | 6 |  | #DIVIDE BY ZERO |  | -6 | #DIVIDE BY ZERO | #UNPARSEABLE | #BLOCKED |  | -0.2 | #DIVIDE BY ZERO | 0 | 0 | 0 | #DIVIDE BY ZERO | #DIVIDE BY ZERO
|  | 0 |  |  |  | Path Loss Calibration 18 - 26.5 GHz -Frequency: 18 - 26.5 GHz -Calibration antenna: Horn antenna -According CTIA standard for range loss calibration -The part of frequency will be omitted if it is not available | A156.V223 |  |  |  |  | 1 |  | 6 | [9 empty] | 6 |  | #DIVIDE BY ZERO |  | -6 | #DIVIDE BY ZERO | #UNPARSEABLE | #BLOCKED |  | -0.2 | #DIVIDE BY ZERO | 0 | 0 | 0 | #DIVIDE BY ZERO | #DIVIDE BY ZERO
|  | 0 |  |  |  | Path Loss Calibration 2 - 18 GHz -Frequency: 2 - 18 GHz -Calibration antenna: Horn antenna -According CTIA standard for range loss calibration -The part of frequency will be omitted if it is not available | A156.V224 |  |  |  |  | 1 |  | 8 | [9 empty] | 8 |  | #DIVIDE BY ZERO |  | -8 | #DIVIDE BY ZERO | #UNPARSEABLE | #BLOCKED |  | -0.26667 | #DIVIDE BY ZERO | 0 | 0 | 0 | #DIVIDE BY ZERO | #DIVIDE BY ZERO
2-開發 |  | 2 | R |  | A116.V | Ripple Testing | A156.V31 |  | by Measurement Antenna | [16 empty] | #DIVIDE BY ZERO |  | 0 | #DIVIDE BY ZERO | #UNPARSEABLE | #BLOCKED |  | 0 | #DIVIDE BY ZERO | 0 | 0 | 0 | #DIVIDE BY ZERO | #DIVIDE BY ZERO
|  | 0 | A |  | A116.V21 | Quiet zone quality (R6 90cm) -Scanning along X axis at Z = 0cm -Scanning along Y axis at Z = 0cm -Scanning travel: 90cm -Amplitude ripple(SD): ±0.5dB @ 28/ 39GHz -Amplitude taper: ≦ 1.0dB @ 28/ 39GHz -Cross polarization: ≤ -25dB @ 28/ 39GHz -Operate the testing by Atenlab | A156.V310 |  | 依照系統售價之10% | #UNPARSEABLE |  | 1 | #UNPARSEABLE | #UNPARSEABLE | #UNPARSEABLE | [8 empty] | #BLOCKED | #BLOCKED | #BLOCKED |  | #BLOCKED | #BLOCKED | #UNPARSEABLE | #BLOCKED |  | #BLOCKED | #BLOCKED | 0 | 0 | 0 | #DIVIDE BY ZERO | #DIVIDE BY ZERO
|  | 0 |  |  |  | Quiet zone quality -Scanning along X axis at Z = 0cm -Scanning along Y axis at Z = 0cm -Scanning travel: 90cm -Amplitude ripple(SD): ±1.5dB @ 76/ 81GHz -Amplitude taper: ≦ 0.5dB @ 76/ 81GHz -Cross polarization: ≤ -25dB @ 76/ 81GHz -Operate the testing by Atenlab | A156.V311 |  |  | #UNPARSEABLE |  | 1 | #UNPARSEABLE | #UNPARSEABLE | #UNPARSEABLE | [8 empty] | #BLOCKED | #BLOCKED | #BLOCKED |  | #BLOCKED | #BLOCKED | #UNPARSEABLE | #BLOCKED |  | #BLOCKED | #BLOCKED | 0 | 0 | 0 | #DIVIDE BY ZERO | #DIVIDE BY ZERO
3-量產 |  | 1 | R |  | A116.V | Reliability testing | A156.V41 |  | by Measurement Antenna | [16 empty] | #DIVIDE BY ZERO |  | 0 | #DIVIDE BY ZERO | #UNPARSEABLE | #BLOCKED |  | 0 | #DIVIDE BY ZERO | 0 | 0 | 0 | #DIVIDE BY ZERO | #DIVIDE BY ZERO
|  | 0 | A |  | A116.V31 | Reliability Testing -Passive mode -The 3D antenna efficiency(%) result in standard deviation should be less than 10% -Use standard gain horn, perform the 3D passive test in 10 times -During the test, the DUT should not removed (to avoid re-position error) -Performing 26.5 to 40GHz, 0.5GHz step. | A156.V410 |  | 依照系統售價之10% |  |  | 1 |  | 12 | [9 empty] | 12 |  | #DIVIDE BY ZERO |  | -12 | #DIVIDE BY ZERO | #UNPARSEABLE | #BLOCKED |  | -0.4 | #DIVIDE BY ZERO | 0 | 0 | 0 | #DIVIDE BY ZERO | #DIVIDE BY ZERO
3-量產 |  | 2 | F |  | A116.PONN | R6 System Warranty | A156.W | [18 empty] | #DIVIDE BY ZERO |  | 0 | #DIVIDE BY ZERO | #UNPARSEABLE | #BLOCKED |  | 0 | #DIVIDE BY ZERO | 0 | 0 | 0 | #DIVIDE BY ZERO | #DIVIDE BY ZERO
|  | 1 | N |  | A116.V | R6 System 2 years warranty | A156.W01 |  | 免費 | [16 empty] | #DIVIDE BY ZERO |  | 0 | #DIVIDE BY ZERO | #UNPARSEABLE | #BLOCKED |  | 0 | #DIVIDE BY ZERO | 0 | 0 | 0 | #DIVIDE BY ZERO | #DIVIDE BY ZERO
|  | 0 | A |  | A116.W05 | R6 System 2 years warranty -Software upgrade -Hardware coverage in case of natural damage | A156.W010 |  | 依照系統售價之10% | [16 empty] | #DIVIDE BY ZERO |  | 0 | #DIVIDE BY ZERO | #UNPARSEABLE | #BLOCKED |  | 0 | #DIVIDE BY ZERO | 0 | 0 | 0 | #DIVIDE BY ZERO | #DIVIDE BY ZERO
3-量產 |  | 5 | R/M |  | A116.V | R6 System Warranty Extension | A156.W05 | [18 empty] | #DIVIDE BY ZERO |  | 0 | #DIVIDE BY ZERO | #UNPARSEABLE | #BLOCKED |  | 0 | #DIVIDE BY ZERO | 0 | 0 | 0 | #DIVIDE BY ZERO | #DIVIDE BY ZERO
3-量產 |  | 0 | A |  | A116.W05 | R6 System 1 years warranty extension -Software upgrade -Hardware coverage in case of natural damage | A156.W051 |  |  |  |  | 1 | [13 empty] | #DIVIDE BY ZERO |  | 0 | #DIVIDE BY ZERO | #UNPARSEABLE | #BLOCKED |  | 0 | #DIVIDE BY ZERO | 0 | 0 | 0 | #DIVIDE BY ZERO | #DIVIDE BY ZERO
3-量產 |  | 0 | A |  | A116.W05 | R6 System 2 years warranty extension -Software upgrade -Hardware coverage in case of natural damage | A156.W052 |  |  |  |  | 1 | [13 empty] | #DIVIDE BY ZERO |  | 0 | #DIVIDE BY ZERO | #UNPARSEABLE | #BLOCKED |  | 0 | #DIVIDE BY ZERO | 0 | 0 | 0 | #DIVIDE BY ZERO | #DIVIDE BY ZERO
3-量產 |  | 0 | A |  | A116.W05 | R6 System 3 years warranty extension -Software upgrade -Hardware coverage in case of natural damage | A156.W053 |  |  |  |  | 1 | [13 empty] | #DIVIDE BY ZERO |  | 0 | #DIVIDE BY ZERO | #UNPARSEABLE | #BLOCKED |  | 0 | #DIVIDE BY ZERO | 0 | 0 | 0 | #DIVIDE BY ZERO | #DIVIDE BY ZERO
3-量產 |  | 0 | A |  | A116.W05 | R6 System 4 years warranty extension -Software upgrade -Hardware coverage in case of natural damage | A156.W054 |  |  |  |  | 1 | [13 empty] | #DIVIDE BY ZERO |  | 0 | #DIVIDE BY ZERO | #UNPARSEABLE | #BLOCKED |  | 0 | #DIVIDE BY ZERO | 0 | 0 | 0 | #DIVIDE BY ZERO | #DIVIDE BY ZERO
3-量產 |  | 0 | A |  | A116.W05 | R6 System 5 years warranty extension -Software upgrade -Hardware coverage in case of natural damage | A156.W055 |  |  |  |  | 1 | [13 empty] | #DIVIDE BY ZERO |  | 0 | #DIVIDE BY ZERO | #UNPARSEABLE | #BLOCKED |  | 0 | #DIVIDE BY ZERO | 0 | 0 | 0 | #DIVIDE BY ZERO | #DIVIDE BY ZERO
1-評估 |  | 6 |  |  | A15 | R8 OTA Measurement System | A158 |  | 特規 >90cm |  |  | 0 | 30000 | 6000 | 18000 | 40% | 66.67% | 0 | 0 | #DIVIDE BY ZERO | 0% | 0% |  | 6000 | 30000 | -16567% | 5000000 | 4994000 | 99.88% | #UNPARSEABLE | #BLOCKED | 170000 | 169800 | 99.88% | 0 | 0 | 0 | #DIVIDE BY ZERO | #DIVIDE BY ZERO
3-量產 |  | 5 | F |  | A116.PONN | R8 OTA Anechoic Chamber System | A158.A | [18 empty] | #DIVIDE BY ZERO |  | 0 | #DIVIDE BY ZERO | #UNPARSEABLE | #BLOCKED |  | 0 | #DIVIDE BY ZERO | 0 | 0 | 0 | #DIVIDE BY ZERO | #DIVIDE BY ZERO
3-量產 |  | 1 | R |  | A116.A | SE-R2 OTA Shielding Room (Middle) | A158.A01 | 3 | [17 empty] | #DIVIDE BY ZERO |  | 0 | #DIVIDE BY ZERO | #UNPARSEABLE | #BLOCKED |  | 0 | #DIVIDE BY ZERO | 0 | 0 | 0 | #DIVIDE BY ZERO | #DIVIDE BY ZERO
|  | 0 |  |  | A116.A | SE-R24 Shielding Room (R6 10/4.7/3.5) (90cmQZ) -Outside Dimension: L10.0 x W4.7 x H3.5m +/-5cm -Inside Dimension: L9.9 x W4.4 x H3.2m +/-5cm -Shielding effective: 0.03 GHz - 50GHz > 100dB -Modular steel pan type by 2mm galvanized steel sheet -Steel pillar for self support structure -Painted on visual panel | A158.A010 |  |  | A211.R246 |  | 1 |  | 1501.4 | [9 empty] | 1501.4 |  | #DIVIDE BY ZERO |  | -1501.4 | #DIVIDE BY ZERO | #UNPARSEABLE | #BLOCKED |  | -50.0467 | #DIVIDE BY ZERO | 0 | 0 | 0 | #DIVIDE BY ZERO | #DIVIDE BY ZERO
3-量產 |  | 1 | R |  | A116.A | SE-D2 Shielding Swing Door | A158.A05 | [18 empty] | #DIVIDE BY ZERO |  | 0 | #DIVIDE BY ZERO | #UNPARSEABLE | #BLOCKED |  | 0 | #DIVIDE BY ZERO | 0 | 0 | 0 | #DIVIDE BY ZERO | #DIVIDE BY ZERO
|  | 0 |  |  | A116.A | SE-D21 Flat Shielding Swing Door -Dimension W1.5 x H2.0m -Blade contact auto-latching -Manual operation for emergency | A158.A050 |  |  | A211.D222 |  |  |  | 6.2 | [9 empty] | 6.2 |  | #DIVIDE BY ZERO |  | -6.2 | #DIVIDE BY ZERO | #UNPARSEABLE | #BLOCKED |  | -0.20667 | #DIVIDE BY ZERO | 0 | 0 | 0 | #DIVIDE BY ZERO | #DIVIDE BY ZERO
3-量產 |  | 2 | R |  | A116.A | SE-D2 Shielding Swing Door (Additional) | A158.A06 | [18 empty] | #DIVIDE BY ZERO |  | 0 | #DIVIDE BY ZERO | #UNPARSEABLE | #BLOCKED |  | 0 | #DIVIDE BY ZERO | 0 | 0 | 0 | #DIVIDE BY ZERO | #DIVIDE BY ZERO
|  | 0 |  |  | A116.A | SE-D21 Flat Shielding Swing Door -Dimension W1.5 x H2.0m -Blade contact auto-latching -Manual operation for emergency | A158.A061 |  |  | A211.D222 |  | 1 |  | 6.2 | [9 empty] | 6.2 |  | #DIVIDE BY ZERO |  | -6.2 | #DIVIDE BY ZERO | #UNPARSEABLE | #BLOCKED |  | -0.20667 | #DIVIDE BY ZERO | 0 | 0 | 0 | #DIVIDE BY ZERO | #DIVIDE BY ZERO
|  | 0 |  |  | A116.A | SE-D22 Flat Shielding Swing Door -Dimension W1.0 x H2.0m -Blade contact auto-latching -Manual operation for emergency | A158.A062 |  |  | A211.D221 |  | 1 |  | 6.2 | [9 empty] | 6.2 |  | #DIVIDE BY ZERO |  | -6.2 | #DIVIDE BY ZERO | #UNPARSEABLE | #BLOCKED |  | -0.20667 | #DIVIDE BY ZERO | 0 | 0 | 0 | #DIVIDE BY ZERO | #DIVIDE BY ZERO
3-量產 |  |  | R |  | A118.A | SE-A1 Access panel | A158.A07
[6 empty] | SE-A23 Access panel (R3/ R6/ R8 24 - 43.5GHz) -Frequency: 30M - 18GHz > 100dB -Dimension: H30 x W30 cm -2.92mm Waveguide to Coaxial Adaptor x 5 -2.92mm Coaxial Adaptor x 2 -SMA Jack to Jack x 10 -Straight tip fiber optic connector (ST) x 4 -2" Waveguide tube for extension cable through, 1 set | A158.A070 |  |  | A211.A237 |  | 1 |  | 58.5
[6 empty] | SE-A23 Access panel (R3/ R6/ R8 DC - 50GHz) -Dimension: H30 x W30 cm -2.4mm Coaxial Adaptor x 7 -SMA Jack to Jack x 10 -Straight tip fiber optic connector (ST) x 4 -2"" Waveguide tube for extension cable through, 1 set | A158.A071 |  |  | A211.A237 |  | 1 |  | 46.2
[6 empty] | SE-A23 Access panel (R3/ R6/ R8 DC - 50GHz, 60 - 90GHz) -2.4mm Coaxial Adaptor x 7 -SMA Jack to Jack x 10 -Straight tip fiber optic connector (ST) x 4 -WR-12 Waveguide Bulkhead Adapter x 3 -2" Waveguide tube for extension cable through, 1 set | A158.A072 |  |  | A211.A237 |  | 1 |  | 75
3-量產 |  | 1 | R |  | A116.A | SE-H Shielding Honeycomb Air Vent | A158.A09 | [18 empty] | #DIVIDE BY ZERO |  | 0 | #DIVIDE BY ZERO | #UNPARSEABLE | #BLOCKED |  | 0 | #DIVIDE BY ZERO | 0 | 0 | 0 | #DIVIDE BY ZERO | #DIVIDE BY ZERO
|  | 0 |  |  | A116.A09 | SE-H23 Shielding Honeycomb Air Vent -Dimension: 0.3 x 0.3m (L/W) -Shielding effective: 0.03 - 50GHz > 100dB | A158.A090 |  |  | A211.H231 |  | 4 | [13 empty] | #DIVIDE BY ZERO |  | 0 | #DIVIDE BY ZERO | #UNPARSEABLE | #BLOCKED |  | 0 | #DIVIDE BY ZERO | 0 | 0 | 0 | #DIVIDE BY ZERO | #DIVIDE BY ZERO
3-量產 |  |  | R |  | A116.A | AB-RP EPP Absorber Set | A158.A11
|  | 0 |  |  | A116.A09 | AB-X1 EPP Absorber Set (R8 10/5/4) -Material: Expandable Polypropylene -Frequency: 2 - 110GHz -AB-X12: 30cm height pyramid absorber -AB-X12: 5cm height pyramid absorber -AB-X14: 3cm height flatten absorber -RoHS & REACH Compliant | A158.A110 |  |  | A212.X198 |  | 1 |  | 1040.902 | [9 empty] | 1040.902 |  | #DIVIDE BY ZERO |  | -1040.902 | #DIVIDE BY ZERO | #UNPARSEABLE | #BLOCKED |  | -34.6967 | #DIVIDE BY ZERO | 0 | 0 | 0 | #DIVIDE BY ZERO | #DIVIDE BY ZERO
3-量產 |  | 1 | M/R |  | A116.A | SE-F Power & Signal filter Set | A158.A15 | [18 empty] | #DIVIDE BY ZERO |  | 0 | #DIVIDE BY ZERO | #UNPARSEABLE | #BLOCKED |  | 0 | #DIVIDE BY ZERO | 0 | 0 | 0 | #DIVIDE BY ZERO | #DIVIDE BY ZERO
|  | 0 |  |  | A116.A09 | SE-F Power & Signal filter Set -SE-F12 1P2W 100 -280 VAC/16 A (for EUT) -SE-F12 1P2W 100 -280 VAC/16 A (for Equipment) -SE-F22-02 RJ45 1Gbps x 2 (1 for Equipment) -SE-F23-02 USB3.0 x 1 -SE-F25-01 RS-232/485 x 2 (for Equipment) | A158.A150 |  |  | A211.F911 |  | 1 | [13 empty] | #DIVIDE BY ZERO |  | 0 | #DIVIDE BY ZERO | #UNPARSEABLE | #BLOCKED |  | 0 | #DIVIDE BY ZERO | 0 | 0 | 0 | #DIVIDE BY ZERO | #DIVIDE BY ZERO
3-量產 |  |  | R |  | A173.A.PON | SE-X Laser Alignment System | A158.A17
|  | 0 |  |  | A116.A09 | SE-X31 Laser Alignment System -Independent 3 red laser line -Mounting type: Wall bracket -Horizontal alignment: 1 line -Vertical alignment: 2 line | A158.A170 |  |  | A211.X311 |  | 1 | 30 | 4.044 | 20 | [8 empty] | 4.044 | 30 | 100% |  | -4.044 | #DIVIDE BY ZERO | #UNPARSEABLE | #BLOCKED |  | -0.1348 | #DIVIDE BY ZERO | 0 | 0 | 0 | #DIVIDE BY ZERO | #DIVIDE BY ZERO
3-量產 |  |  | R |  | A116.A | SE-L Lighting | A158.A21
|  | 0 |  |  | A116.A09 | SE-L31 LED Lighting -Power consumption: 50W | A158.A210 |  |  | A211.L311 |  | 4 | 10 | 8 | [9 empty] | 8 | 10 | 100% |  | -8 | #DIVIDE BY ZERO | #UNPARSEABLE | #BLOCKED |  | -0.26667 | #DIVIDE BY ZERO | 0 | 0 | 0 | #DIVIDE BY ZERO | #DIVIDE BY ZERO
3-量產 |  |  | R |  | A211.R | SE-V1 CCTV System | A158.A29
|  | 0 |  |  | A116.A09 | SE-V12 CCTV System -2560 x 1440 @ 30 fps -2.8 - 12 mm motor zoom lens | A158.A290 |  |  | A211.V110 |  | 1 | 30 | 6.52 | 27 | [8 empty] | 6.52 | 30 | 100% |  | -6.52 | #DIVIDE BY ZERO | #UNPARSEABLE | #BLOCKED |  | -0.21733 | #DIVIDE BY ZERO | 0 | 0 | 0 | #DIVIDE BY ZERO | #DIVIDE BY ZERO
3-量產 |  | 4 | F |  | A116.PONN | R8 RF System | A158.C | [15 empty] | Q20441-長弘 |  |  | #DIVIDE BY ZERO |  | 0 | #DIVIDE BY ZERO | #UNPARSEABLE | #BLOCKED |  | 0 | #DIVIDE BY ZERO | 0 | 0 | 0 | #DIVIDE BY ZERO | #DIVIDE BY ZERO
3-量產 |  | 20 | R |  | A116.A | AT-H2 Dual Polarization Horn Antenna | A158.C01 | [18 empty] | #DIVIDE BY ZERO |  | 0 | #DIVIDE BY ZERO | #UNPARSEABLE | #BLOCKED |  | 0 | #DIVIDE BY ZERO | 0 | 0 | 0 | #DIVIDE BY ZERO | #DIVIDE BY ZERO
|  | 0 |  |  | A116.A | AT-H24 Dual Polarization Corrugated Conical Horn -Antenna frequency: 24 - 42GHz -Antenna gain: 14dBi (Typical) -3dB Beamwidth: 35° (Typical) -Polarization: Dual linear polarization -Polarization isolation: > 20dB -Antenna aperture size: 35mm -Connector: WR28 waveguide | A158.C010 |  |  | A213.H244 |  | 1 |  | 56.8 | [9 empty] | 56.8 |  | #DIVIDE BY ZERO |  | -56.8 | #DIVIDE BY ZERO | #UNPARSEABLE | #BLOCKED |  | -1.8933 | #DIVIDE BY ZERO | 0 | 0 | 0 | #DIVIDE BY ZERO | #DIVIDE BY ZERO
0-未開 |  | 0 |  |  | A116.A | 1.72 to 2.60 GHz | A158.C011 | [18 empty] | #DIVIDE BY ZERO |  | 0 | #DIVIDE BY ZERO | #UNPARSEABLE | #BLOCKED |  | 0 | #DIVIDE BY ZERO | 0 | 0 | 0 | #DIVIDE BY ZERO | #DIVIDE BY ZERO
0-未開 |  | 0 |  |  | A116.A | 2.20 to 3.30 GHz | A158.C012 | [18 empty] | #DIVIDE BY ZERO |  | 0 | #DIVIDE BY ZERO | #UNPARSEABLE | #BLOCKED |  | 0 | #DIVIDE BY ZERO | 0 | 0 | 0 | #DIVIDE BY ZERO | #DIVIDE BY ZERO
|  | 0 |  |  | A116.A | AT-H21 Dual Polarization Corrugated Conical Horn Antenna -Antenna frequency: 2.6 - 3.95GHz -Antenna gain: 10dBi (Typical) -3dB Beamwidth: 50° (Typical) -Polarization: Dual linear polarization -Polarization isolation: > 20dB -Antenna aperture size: 270mm -Connector: SMA (F) | A158.C013 |  |  | A213.H21A |  | 1 |  | 42.5 | [9 empty] | 42.5 |  | #DIVIDE BY ZERO |  | -42.5 | #DIVIDE BY ZERO | #UNPARSEABLE | #BLOCKED |  | -1.4167 | #DIVIDE BY ZERO | 0 | 0 | 0 | #DIVIDE BY ZERO | #DIVIDE BY ZERO
0-未開 |  | 0 |  |  | A116.A | 3.30 to 4.90 GHz | A158.C014 | [18 empty] | #DIVIDE BY ZERO |  | 0 | #DIVIDE BY ZERO | #UNPARSEABLE | #BLOCKED |  | 0 | #DIVIDE BY ZERO | 0 | 0 | 0 | #DIVIDE BY ZERO | #DIVIDE BY ZERO
|  | 0 |  |  | A116.A | AT-H22 Dual Polarization Corrugated Conical Horn Antenna -Antenna frequency: 3.95 - 5.85GHz -Antenna gain: 10dBi (Typical) -3dB Beamwidth: 50° (Typical) -Polarization: Dual linear polarization -Polarization isolation: > 20dB -Antenna aperture size: 180mm -Connector: SMA (F) | A158.C015 |  |  | A213.H21B |  | 1 |  | 37.5 | [9 empty] | 37.5 |  | #DIVIDE BY ZERO |  | -37.5 | #DIVIDE BY ZERO | #UNPARSEABLE | #BLOCKED |  | -1.25 | #DIVIDE BY ZERO | 0 | 0 | 0 | #DIVIDE BY ZERO | #DIVIDE BY ZERO
0-未開 |  | 0 |  |  | A116.A | 4.90 to 7.05 GHz | A158.C016 | [18 empty] | #DIVIDE BY ZERO |  | 0 | #DIVIDE BY ZERO | #UNPARSEABLE | #BLOCKED |  | 0 | #DIVIDE BY ZERO | 0 | 0 | 0 | #DIVIDE BY ZERO | #DIVIDE BY ZERO
0-未開 |  | 0 |  |  | A116.A | 5.85 to 8.20 GHz | A158.C017 | [18 empty] | #DIVIDE BY ZERO |  | 0 | #DIVIDE BY ZERO | #UNPARSEABLE | #BLOCKED |  | 0 | #DIVIDE BY ZERO | 0 | 0 | 0 | #DIVIDE BY ZERO | #DIVIDE BY ZERO
0-未開 |  | 0 |  |  | A116.A | 7.05 to 10 GHz | A158.C018 | [18 empty] | #DIVIDE BY ZERO |  | 0 | #DIVIDE BY ZERO | #UNPARSEABLE | #BLOCKED |  | 0 | #DIVIDE BY ZERO | 0 | 0 | 0 | #DIVIDE BY ZERO | #DIVIDE BY ZERO
0-未開 |  | 0 |  |  | A116.A | 8.20 to 12.40 GHz | A158.C019 | [18 empty] | #DIVIDE BY ZERO |  | 0 | #DIVIDE BY ZERO | #UNPARSEABLE | #BLOCKED |  | 0 | #DIVIDE BY ZERO | 0 | 0 | 0 | #DIVIDE BY ZERO | #DIVIDE BY ZERO
0-未開 |  | 0 |  |  | A116.A | 10.00 to 15 GHz | A158.C01A | [18 empty] | #DIVIDE BY ZERO |  | 0 | #DIVIDE BY ZERO | #UNPARSEABLE | #BLOCKED |  | 0 | #DIVIDE BY ZERO | 0 | 0 | 0 | #DIVIDE BY ZERO | #DIVIDE BY ZERO
0-未開 |  | 0 |  |  | A116.A | 12.40 to 18 GHz | A158.C01B | [18 empty] | #DIVIDE BY ZERO |  | 0 | #DIVIDE BY ZERO | #UNPARSEABLE | #BLOCKED |  | 0 | #DIVIDE BY ZERO | 0 | 0 | 0 | #DIVIDE BY ZERO | #DIVIDE BY ZERO
0-未開 |  | 0 |  |  | A116.A | 15.00 to 22 GHz | A158.C01C | [18 empty] | #DIVIDE BY ZERO |  | 0 | #DIVIDE BY ZERO | #UNPARSEABLE | #BLOCKED |  | 0 | #DIVIDE BY ZERO | 0 | 0 | 0 | #DIVIDE BY ZERO | #DIVIDE BY ZERO
0-未開 |  | 0 |  |  | A116.A | 18.00 to 26.50 GHz | A158.C01D | [18 empty] | #DIVIDE BY ZERO |  | 0 | #DIVIDE BY ZERO | #UNPARSEABLE | #BLOCKED |  | 0 | #DIVIDE BY ZERO | 0 | 0 | 0 | #DIVIDE BY ZERO | #DIVIDE BY ZERO
0-未開 |  | 0 |  |  | A116.A | 22.00 to 33 GHz | A158.C01E | [18 empty] | #DIVIDE BY ZERO |  | 0 | #DIVIDE BY ZERO | #UNPARSEABLE | #BLOCKED |  | 0 | #DIVIDE BY ZERO | 0 | 0 | 0 | #DIVIDE BY ZERO | #DIVIDE BY ZERO
0-未開 |  | 0 |  |  | A116.A | AT-H24 Dual Polarization Corrugated Conical Horn -Antenna frequency: 33 - 50GHz -Antenna gain: 14dBi (Typical) -3dB Beamwidth: 35° (Typical) -Polarization: Dual linear polarization -Polarization isolation: > 20dB -Antenna aperture size: 29mm -Connector: WR22 waveguide | A158.C01F |  |  | A213.H245 |  | 1 |  | 121.5 | [9 empty] | 121.5 |  | #DIVIDE BY ZERO |  | -121.5 | #DIVIDE BY ZERO | #UNPARSEABLE | #BLOCKED |  | -4.05 | #DIVIDE BY ZERO | 0 | 0 | 0 | #DIVIDE BY ZERO | #DIVIDE BY ZERO
0-未開 |  | 0 |  |  | A116.A | AT-H25 Dual Polarization Corrugated Conical Horn -Antenna frequency: 40 - 60GHz -Antenna gain: 14dBi (Typical) -3dB Beamwidth: 35° (Typical) -Polarization: Dual linear polarization -Polarization isolation: > 20dB -Connector: WR19 waveguide | A158.C01H |  |  | A213.H252 |  | 1 |  | 190.5 | [9 empty] | 190.5 |  | #DIVIDE BY ZERO |  | -190.5 | #DIVIDE BY ZERO | #UNPARSEABLE | #BLOCKED |  | -6.35 | #DIVIDE BY ZERO | 0 | 0 | 0 | #DIVIDE BY ZERO | #DIVIDE BY ZERO
0-未開 |  | 0 |  |  | A116.A | 50.00 to 75 GHz | A158.C01J | [18 empty] | #DIVIDE BY ZERO |  | 0 | #DIVIDE BY ZERO | #UNPARSEABLE | #BLOCKED |  | 0 | #DIVIDE BY ZERO | 0 | 0 | 0 | #DIVIDE BY ZERO | #DIVIDE BY ZERO
0-未開 |  | 0 |  |  | A116.A | AT-H25 Dual Polarization Corrugated Conical Horn -Antenna frequency: 60 - 90GHz -Antenna gain: 14dBi (Typical) -3dB Beamwidth: 35° (Typical) -Polarization: Dual linear polarization -Polarization isolation: > 20dB -Connector: WR12 waveguide | A158.C01K |  |  | A213.H254 |  | 1 |  | 228 | [9 empty] | 228 |  | #DIVIDE BY ZERO |  | -228 | #DIVIDE BY ZERO | #UNPARSEABLE | #BLOCKED |  | -7.6 | #DIVIDE BY ZERO | 0 | 0 | 0 | #DIVIDE BY ZERO | #DIVIDE BY ZERO
0-未開 |  | 0 |  |  | A116.A | 75 to 110 GHz | A158.C01L | [18 empty] | #DIVIDE BY ZERO |  | 0 | #DIVIDE BY ZERO | #UNPARSEABLE | #BLOCKED |  | 0 | #DIVIDE BY ZERO | 0 | 0 | 0 | #DIVIDE BY ZERO | #DIVIDE BY ZERO
3-量產 |  | 10 | R |  | A116.A | AT-H18 Standard Gain Horn | A158.C02 | [18 empty] | #DIVIDE BY ZERO |  | 0 | #DIVIDE BY ZERO | #UNPARSEABLE | #BLOCKED |  | 0 | #DIVIDE BY ZERO | 0 | 0 | 0 | #DIVIDE BY ZERO | #DIVIDE BY ZERO
0-未開 |  | 0 |  |  | A116.A | AT-H32 Standard Gain Horn Antenna WR-284 -Antenna frequency: 2.6 - 3.95 GHz -Antenna gain: 10 dBi (Typical) -Polarization: Single linear polarization -Power handling: Max. 50 Watt CW -Antenna aperture size: 150mm -Connector: N-Type(F) -Calibration: Factory report |  |  |  | A213.H321 |  | 1 |  | 38 | [9 empty] | 38 |  | #DIVIDE BY ZERO |  | -38 | #DIVIDE BY ZERO | #UNPARSEABLE | #BLOCKED |  | -1.2667 | #DIVIDE BY ZERO | 0 | 0 | 0 | #DIVIDE BY ZERO | #DIVIDE BY ZERO
0-未開 |  | 0 |  |  | A116.A | AT-H32 Standard Gain Horn Antenna WR-187 -Antenna frequency: 3.95 - 5.85 GHz -Antenna gain: 10 dBi (Typical) -Polarization: Single linear polarization -Power handling: Max. 50 Watt CW -Antenna aperture size: 100mm -Connector: SMA(F) -Calibration: Factory report |  |  |  | A213.H323 |  | 1 |  | 20 | [9 empty] | 20 |  | #DIVIDE BY ZERO |  | -20 | #DIVIDE BY ZERO | #UNPARSEABLE | #BLOCKED |  | -0.66667 | #DIVIDE BY ZERO | 0 | 0 | 0 | #DIVIDE BY ZERO | #DIVIDE BY ZERO
0-未開 |  | 0 |  |  | A116.A | AT-H32 Standard Gain Horn Antenna WR-137 -Antenna frequency: 5.85 - 8.2 GHz -Antenna gain: 15 dBi (Typical) -Polarization: Single linear polarization -Power handling: Max. 50 Watt CW -Antenna aperture size: 150mm -Connector: SMA(F) -Calibration: Factory report |  |  |  | A213.H325 |  | 1 |  | 20 | [9 empty] | 20 |  | #DIVIDE BY ZERO |  | -20 | #DIVIDE BY ZERO | #UNPARSEABLE | #BLOCKED |  | -0.66667 | #DIVIDE BY ZERO | 0 | 0 | 0 | #DIVIDE BY ZERO | #DIVIDE BY ZERO
0-未開 |  | 0 |  |  | A116.A | AT-H32 Standard Gain Horn Antenna WR-90 -Antenna frequency: 8.2 - 12.4 GHz -Antenna gain: 15 dBi (Typical) -Polarization: Single linear polarization -Power handling: Max. 50 Watt CW -Antenna aperture size: 90mm -Connector: SMA(F) -Calibration: Factory report |  |  |  | A213.H327 |  | 1 |  | 20 | [9 empty] | 20 |  | #DIVIDE BY ZERO |  | -20 | #DIVIDE BY ZERO | #UNPARSEABLE | #BLOCKED |  | -0.66667 | #DIVIDE BY ZERO | 0 | 0 | 0 | #DIVIDE BY ZERO | #DIVIDE BY ZERO
0-未開 |  | 0 |  |  | A116.A | AT-H32 Standard Gain Horn Antenna WR-62 -Antenna frequency: 12.4 - 18 GHz -Antenna gain: 20 dBi (Typical) -Polarization: Single linear polarization -Power handling: Max. 50 Watt CW -Antenna aperture size: 100mm -Connector: SMA(F) -Calibration: Factory report |  |  |  | A213.H329 |  | 1 |  | 19.4 | [9 empty] | 19.4 |  | #DIVIDE BY ZERO |  | -19.4 | #DIVIDE BY ZERO | #UNPARSEABLE | #BLOCKED |  | -0.64667 | #DIVIDE BY ZERO | 0 | 0 | 0 | #DIVIDE BY ZERO | #DIVIDE BY ZERO
0-未開 |  | 0 |  |  | A116.A | AT-H33 Standard Gain Horn Antenna WR-42 -Antenna frequency: 18 - 26.5 GHz -Antenna gain: 20 dBi (Typical) -Polarization: Single linear polarization -Power handling: Max. 50 Watt CW -Antenna aperture size: 65mm -Connector: 3.5mm(F) -Calibration: Factory report |  |  |  | A213.H331 |  | 1 |  | 19.7 | [9 empty] | 19.7 |  | #DIVIDE BY ZERO |  | -19.7 | #DIVIDE BY ZERO | #UNPARSEABLE | #BLOCKED |  | -0.65667 | #DIVIDE BY ZERO | 0 | 0 | 0 | #DIVIDE BY ZERO | #DIVIDE BY ZERO
|  | 0 |  |  | A116.A | AT-H33 Standard Gain Horn Antenna WR-34 -Antenna frequency: 22 - 33 GHz -Antenna gain: 20 dBi (Typical) -Polarization: Single linear polarization -Power handling: Max. 50 Watt CW -Antenna aperture size: 55mm -Connector: 2.92mm(F) -Calibration: Factory report | A158.C022 |  |  | A213.H333 |  | 1 |  | 19.7 | [9 empty] | 19.7 |  | #DIVIDE BY ZERO |  | -19.7 | #DIVIDE BY ZERO | #UNPARSEABLE | #BLOCKED |  | -0.65667 | #DIVIDE BY ZERO | 0 | 0 | 0 | #DIVIDE BY ZERO | #DIVIDE BY ZERO
|  | 0 |  |  | A116.A | AT-H33 Standard Gain Horn Antenna WR-28 -Antenna frequency: 26.5 - 40 GHz -Antenna gain: 20 dBi (Typical) -Polarization: Single linear polarization -Power handling: Max. 50 Watt CW -Antenna aperture size: 41mm -Connector: 2.92mm(F) -Calibration: Factory report | A158.C020 |  |  | A213.H335 |  | 1 |  | 23.5 | [9 empty] | 23.5 |  | #DIVIDE BY ZERO |  | -23.5 | #DIVIDE BY ZERO | #UNPARSEABLE | #BLOCKED |  | -0.78333 | #DIVIDE BY ZERO | 0 | 0 | 0 | #DIVIDE BY ZERO | #DIVIDE BY ZERO
|  | 0 |  |  | A116.A | AT-H33 Standard Gain Horn Antenna WR-22 -Antenna frequency: 33 - 50 GHz -Antenna gain: 20 dBi (Typical) -Polarization: Single linear polarization -Power handling: Max. 50 Watt CW -Antenna aperture size: 36mm -Connector: 2.4mm(F) -Calibration: Factory report | A158.C023 |  |  | A213.H337 |  | 1 |  | 28.2 | [9 empty] | 28.2 |  | #DIVIDE BY ZERO |  | -28.2 | #DIVIDE BY ZERO | #UNPARSEABLE | #BLOCKED |  | -0.94 | #DIVIDE BY ZERO | 0 | 0 | 0 | #DIVIDE BY ZERO | #DIVIDE BY ZERO
|  | 0 |  |  | A116.A | AT-H34 Standard Gain Horn Antenna WR-12 -Antenna frequency: 60 - 90 GHz -Antenna gain: 20 dBi (Typical) -Polarization: Single linear polarization -Power handling: Max. 50 Watt CW -Antenna aperture size: 20mm -Connector: WR-12 waveguide -Calibration: Factory report | A158.C021 |  |  | A213.H343 |  | 1 |  | 28.8 | [9 empty] | 28.8 |  | #DIVIDE BY ZERO |  | -28.8 | #DIVIDE BY ZERO | #UNPARSEABLE | #BLOCKED |  | -0.96 | #DIVIDE BY ZERO | 0 | 0 | 0 | #DIVIDE BY ZERO | #DIVIDE BY ZERO
3-量產 |  | 1 | R |  | A116.A | AT-R Reflector | A158.C05 | [18 empty] | #DIVIDE BY ZERO |  | 0 | #DIVIDE BY ZERO | #UNPARSEABLE | #BLOCKED |  | 0 | #DIVIDE BY ZERO | 0 | 0 | 0 | #DIVIDE BY ZERO | #DIVIDE BY ZERO
|  | 0 |  |  | A116.A | AT-R23 CATR reflector -Reflector Size: 2.1 X 2.1m (W/H) -Reflector frequency range: 2 - 90GHz -Reflector Edge: Rolled edge -Feed antenna location: Side feed -Quiet zone size: 0.9m -Quiet zone shape: Circular cylinder -Cross polarization: ≦ -25dB -Amplitude taper: ≦ 1.5 dB @ 3 GHz；≦ 1 dB @ 28 GHz -Amplitude ripple(SD): ± 0.7 dB@ 3 GHz；± 0.5 dB@ 28 GHz -Phase Taper：≦ 10° @ 28 GHz -Phase Ripple：± 5°@ 28 GHz -Fixture for reflector: Adjustable | A158.C050 |  |  | A213.R231 |  | 1 |  | 805 | [9 empty] | 805 |  | #DIVIDE BY ZERO |  | -805 | #DIVIDE BY ZERO | #UNPARSEABLE | #BLOCKED |  | -26.8333 | #DIVIDE BY ZERO | 0 | 0 | 0 | #DIVIDE BY ZERO | #DIVIDE BY ZERO
3-量產 |  | 3 |  |  | A118.C | FM Measurement System Switching Box | A158.C11 | [18 empty] | #DIVIDE BY ZERO |  | 0 | #DIVIDE BY ZERO | #UNPARSEABLE | #BLOCKED |  | 0 | #DIVIDE BY ZERO | 0 | 0 | 0 | #DIVIDE BY ZERO | #DIVIDE BY ZERO
|  | 0 |  |  | A116.A09 | FM-S12 Measurement System R8 with switching box (WR-28 Ka-Band) -Rotary Joint: DC - 43.5GHz -Coaxial connector: 2.92mm -RF switching box for polarization and 2 function selection -Path frequency: 22 - 43.5GHz (WR-28 Cutoff frequency) | A158.C110 |  |  | A214.S12E |  | 1 |  | 759.29 | [9 empty] | 759.29 |  | #DIVIDE BY ZERO |  | -759.29 | #DIVIDE BY ZERO | #UNPARSEABLE | #BLOCKED |  | -25.3097 | #DIVIDE BY ZERO | 0 | 0 | 0 | #DIVIDE BY ZERO | #DIVIDE BY ZERO
|  | 0 |  |  | A116.A09 | FM-S12 Measurement System R8 with switching box (DC - 50GHz) -Rotary Joint: DC - 50GHz -Coaxial connector: 2.4mm -RF switching box for polarization and 2 function selection -Path frequency: DC - 50GHz | A158.C111 |  |  | A214.S12F |  | 1 |  | 625.45 | [9 empty] | 625.45 |  | #DIVIDE BY ZERO |  | -625.45 | #DIVIDE BY ZERO | #UNPARSEABLE | #BLOCKED |  | -20.8483 | #DIVIDE BY ZERO | 0 | 0 | 0 | #DIVIDE BY ZERO | #DIVIDE BY ZERO
0-未開 |  | 0 |  |  | A116.A09 | 77G待規劃 |  |  |  | #UNPARSEABLE |  | 1 | [13 empty] | #DIVIDE BY ZERO |  | 0 | #DIVIDE BY ZERO | #UNPARSEABLE | #BLOCKED |  | 0 | #DIVIDE BY ZERO | 0 | 0 | 0 | #DIVIDE BY ZERO | #DIVIDE BY ZERO
3-量產 |  | 4 | F |  | A116.PONN | R8 Positioner & Control System | A158.E | [18 empty] | #DIVIDE BY ZERO |  | 0 | #DIVIDE BY ZERO | #UNPARSEABLE | #BLOCKED |  | 0 | #DIVIDE BY ZERO | 0 | 0 | 0 | #DIVIDE BY ZERO | #DIVIDE BY ZERO
3-量產 |  | 2 | A |  | A116.C | AE-T3 OTA 3D Turntable | A158.E03 | [18 empty] | #DIVIDE BY ZERO |  | 0 | #DIVIDE BY ZERO | #UNPARSEABLE | #BLOCKED |  | 0 | #DIVIDE BY ZERO | 0 | 0 | 0 | #DIVIDE BY ZERO | #DIVIDE BY ZERO
|  | 0 | A1 |  | A116.E02 | AE-T32 3D Performance Type Turntable -Motion: Roll/ Azimuth -Diameter : 1.2m -Max. vertical loading: 15Kg -Max. speed: 20 RPM (Roll) / 7 RPM (Azimuth) -Maximum torque: 8 N-m -Resolution: 0.1° -Encoder Accuracy: ±0.5° -Travel: 0° - 360° -Power: 220VAC -Power consumption: 700W -Adaptor platform | A156-E030 |  |  | A217.T325 |  | 1 |  | 341.3 | [9 empty] | 341.3 |  | #DIVIDE BY ZERO |  | -341.3 | #DIVIDE BY ZERO | #UNPARSEABLE | #BLOCKED |  | -11.3767 | #DIVIDE BY ZERO | 0 | 0 | 0 | #DIVIDE BY ZERO | #DIVIDE BY ZERO
|  | 0 | A1 |  | A116.E02 | AE-T36 3D Performance Type Turntable -Motion: Roll (U shape)/ Azimuth -Diameter : 2.1m -Max. vertical loading: 100Kg -Max. capacity DUT size: 90 x 90 x 40cm -Max. speed: 8 RPM (Roll) / 6 RPM (Azimuth) -Maximum torque: 1000 N-m (Roll) / 90 N-m (Azimuth) -Resolution: 0.1° -Encoder Accuracy: ±0.01° -Travel: 0° - 360° -Power: 220VAC -Power consumption: 1500W -Adaptor platform | A156-E031 |  |  | A211.R101 |  | 1 |  | 1500 | [9 empty] | 1500 |  | #DIVIDE BY ZERO |  | -1500 | #DIVIDE BY ZERO | #UNPARSEABLE | #BLOCKED |  | -50 | #DIVIDE BY ZERO | 0 | 0 | 0 | #DIVIDE BY ZERO | #DIVIDE BY ZERO
3-量產 |  | 5 | R/M |  | A116.C | Fixtures | A158.E05 | [18 empty] | #DIVIDE BY ZERO |  | 0 | #DIVIDE BY ZERO | #UNPARSEABLE | #BLOCKED |  | 0 | #DIVIDE BY ZERO | 0 | 0 | 0 | #DIVIDE BY ZERO | #DIVIDE BY ZERO
|  | 0 | A1 |  | #UNPARSEABLE | AE-T39 Flat Plate Fixture -Main material: FR4 -Plate size: 30cm -Max. vertical loading: 3Kg (no bending: 0.5kg) AE-T39 Handheld Device Fixture -Main material: FR4 -Max. vertical loading: 1Kg (no bending: 0.3kg) | A158.E050 |  |  | A217.T392 |  | 1 |  | 13.5 | [9 empty] | 13.5 |  | #DIVIDE BY ZERO |  | -13.5 | #DIVIDE BY ZERO | #UNPARSEABLE | #BLOCKED |  | -0.45 | #DIVIDE BY ZERO | 0 | 0 | 0 | #DIVIDE BY ZERO | #DIVIDE BY ZERO
|  | 0 | A1 |  | #UNPARSEABLE | AE-T39 Handheld Device Fixture -Main material: FR4 -Max. vertical loading: 1Kg (no bending: 0.3kg) | A158.E051 |  |  | A217.T393 |  | 1 |  | 4.5 | [9 empty] | 4.5 |  | #DIVIDE BY ZERO |  | -4.5 | #DIVIDE BY ZERO | #UNPARSEABLE | #BLOCKED |  | -0.15 | #DIVIDE BY ZERO | 0 | 0 | 0 | #DIVIDE BY ZERO | #DIVIDE BY ZERO
|  | 0 | A1 |  | #UNPARSEABLE | AE-T39 Laptop Fixture -Main material: POM -Plate size: Support 11" to 19" screen sized laptop -Max. vertical loading: 3Kg | A158.E052 |  |  | A217.T395 |  | 1 |  | 18 | [9 empty] | 18 |  | #DIVIDE BY ZERO |  | -18 | #DIVIDE BY ZERO | #UNPARSEABLE | #BLOCKED |  | -0.6 | #DIVIDE BY ZERO | 0 | 0 | 0 | #DIVIDE BY ZERO | #DIVIDE BY ZERO
|  | 0 | A1 |  | #UNPARSEABLE | AE-T39 Head Phantom Fixture -Main material: FR4 -Compatibility: SPEAG SAM head phantom V4.5 | A158.E053 |  |  | A217.T397 |  | 1 |  | 10 | [9 empty] | 10 |  | #DIVIDE BY ZERO |  | -10 | #DIVIDE BY ZERO | #UNPARSEABLE | #BLOCKED |  | -0.33333 | #DIVIDE BY ZERO | 0 | 0 | 0 | #DIVIDE BY ZERO | #DIVIDE BY ZERO
|  | 0 | A1 |  | #UNPARSEABLE | AE-T39 Hands\Wrist\Forearm Fixture -Main material: FR4 -Compatibility: SPEAG SHO Fixture X Version 5 | A158.E054 |  |  | A217.T398 |  | 1 |  | 10 | [9 empty] | 10 |  | #DIVIDE BY ZERO |  | -10 | #DIVIDE BY ZERO | #UNPARSEABLE | #BLOCKED |  | -0.33333 | #DIVIDE BY ZERO | 0 | 0 | 0 | #DIVIDE BY ZERO | #DIVIDE BY ZERO
3-量產 |  | 1 | R |  | #UNPARSEABLE | AE-C1 Desktop IPC Controller | A158.E21 | [18 empty] | #DIVIDE BY ZERO |  | 0 | #DIVIDE BY ZERO | #UNPARSEABLE | #BLOCKED |  | 0 | #DIVIDE BY ZERO | 0 | 0 | 0 | #DIVIDE BY ZERO | #DIVIDE BY ZERO
|  | 0 | A |  | #UNPARSEABLE | AE-C11 Desktop IPC Controller & OS -CPU: Intel Core i5 Processor -OS: Windows 10 Enterprise 64 bit -Microsoft Excel -24" Monitor -Mouse + keyboard -GPIB card -19" Standard 41U rack | A158.E210 |  |  | A217.C112 |  | 1 |  | 79.09 | [9 empty] | 79.09 |  | #DIVIDE BY ZERO |  | -79.09 | #DIVIDE BY ZERO | #UNPARSEABLE | #BLOCKED |  | -2.6363 | #DIVIDE BY ZERO | 0 | 0 | 0 | #DIVIDE BY ZERO | #DIVIDE BY ZERO
3-量產 |  | 2 | A |  | A116.C | AE-T7 Feed antenna positioner | A158.E25 | [18 empty] | #DIVIDE BY ZERO |  | 0 | #DIVIDE BY ZERO | #UNPARSEABLE | #BLOCKED |  | 0 | #DIVIDE BY ZERO | 0 | 0 | 0 | #DIVIDE BY ZERO | #DIVIDE BY ZERO
|  | 0 | A1 |  | A116.E02 | AE-T72 Auto Feed Positioner -4 axis positioner: AZ/ X/ Y/ Z -Az: Travel ±10°with accuracy 0.5° -X axis: Travel ±100 mm with accuracy 0.5 mm -Y axis: Travel ±450 mm with accuracy 0.5 mm -Z axis: Travel ±100 mm with accuracy 0.5 mm -Electric control for feed position switch -Capacity: 3 antennas typically | A158-E250 |  |  | A217.T721 |  | 1 |  | 400 | [9 empty] | 400 |  | #DIVIDE BY ZERO |  | -400 | #DIVIDE BY ZERO | #UNPARSEABLE | #BLOCKED |  | -13.3333 | #DIVIDE BY ZERO | 0 | 0 | 0 | #DIVIDE BY ZERO | #DIVIDE BY ZERO
|  | 0 | A1 |  | A116.E02 | AE-T71 Manual Feed Positioner -4 axis positioner: AZ/ X/ Y/ Z -Az: Travel ±10° -X axis: Travel ±100 mm -Y axis: Travel ±450 mm -Z axis: Travel ±100 mm -Manual feed position operation -Capacity: Single antenna | A158-E251 |  |  | A217.T712 |  | 1 |  | 150 | [9 empty] | 150 |  | #DIVIDE BY ZERO |  | -150 | #DIVIDE BY ZERO | #UNPARSEABLE | #BLOCKED |  | -5 | #DIVIDE BY ZERO | 0 | 0 | 0 | #DIVIDE BY ZERO | #DIVIDE BY ZERO
3-量產 |  | 1 |  |  | A173.PONN | MW Maxwell Software | A158.S | [18 empty] | #DIVIDE BY ZERO |  | 0 | #DIVIDE BY ZERO | #UNPARSEABLE | #BLOCKED |  | 0 | #DIVIDE BY ZERO | 0 | 0 | 0 | #DIVIDE BY ZERO | #DIVIDE BY ZERO
|  | 3 | R |  | #UNPARSEABLE | Maxwell OTA Software 5GNR | A158.S42 | [18 empty] | #DIVIDE BY ZERO |  | 0 | #DIVIDE BY ZERO | #UNPARSEABLE | #BLOCKED |  | 0 | #DIVIDE BY ZERO | 0 | 0 | 0 | #DIVIDE BY ZERO | #DIVIDE BY ZERO
|  | 0 | A1 |  | A173.E01 | Passive function -2D/3D Antenna measurement -Test result: Antenna efficiency, gain pattern, peak gain -Instrument: Consistent with the quotation -One license permits one model of network analyzer | A158.S420 |  |  | A318.X111 |  | 1 | [13 empty] | #DIVIDE BY ZERO |  | 0 | #DIVIDE BY ZERO | #UNPARSEABLE | #BLOCKED |  | 0 | #DIVIDE BY ZERO | 0 | 0 | 0 | #DIVIDE BY ZERO | #DIVIDE BY ZERO
|  | 0 | A1 |  | A173.E01 | MW5 Maxwell OTA 5GNR FR1 TP Software -Throughput measurement -5GNR FR1 -Instrument: Consistent with the quotation -One license permits one model of equipment | A158.S421 |  |  | A318.X122 |  | 1 | [13 empty] | #DIVIDE BY ZERO |  | 0 | #DIVIDE BY ZERO | #UNPARSEABLE | #BLOCKED |  | 0 | #DIVIDE BY ZERO | 0 | 0 | 0 | #DIVIDE BY ZERO | #DIVIDE BY ZERO
|  | 0 | A1 |  | A173.E01 | MW5 Maxwell OTA 5GNR FR1 Software -TRP/ TIS measurement -5GNR FR1 -Instrument: Consistent with the quotation -One license permits one model of equipment | A158.S422 |  |  | A318.X121 |  | 1 | [13 empty] | #DIVIDE BY ZERO |  | 0 | #DIVIDE BY ZERO | #UNPARSEABLE | #BLOCKED |  | 0 | #DIVIDE BY ZERO | 0 | 0 | 0 | #DIVIDE BY ZERO | #DIVIDE BY ZERO
3-量產 |  | 6 | F |  | A116.PONN | R8 Acceptance | A158.V | [18 empty] | #DIVIDE BY ZERO |  | 0 | #DIVIDE BY ZERO | #UNPARSEABLE | #BLOCKED |  | 0 | #DIVIDE BY ZERO | 0 | 0 | 0 | #DIVIDE BY ZERO | #DIVIDE BY ZERO
3-量產 |  | 1 | R |  | A116.V | Hardware item check | A158.V01 | [18 empty] | #DIVIDE BY ZERO |  | 0 | #DIVIDE BY ZERO | #UNPARSEABLE | #BLOCKED |  | 0 | #DIVIDE BY ZERO | 0 | 0 | 0 | #DIVIDE BY ZERO | #DIVIDE BY ZERO
|  | 0 | A |  | A116.V01 | Hardware Item Check -Anechoic Chamber -RF Measurement -Positioner and control | A158.V010 | 3 |  | A141.V111 |  | 1 |  | 2 | [9 empty] | 2 |  | #DIVIDE BY ZERO |  | -2 | #DIVIDE BY ZERO | #UNPARSEABLE | #BLOCKED |  | -0.066667 | #DIVIDE BY ZERO | 0 | 0 | 0 | #DIVIDE BY ZERO | #DIVIDE BY ZERO
3-量產 |  | 3 | R |  | A116.V | Shielding Effective | A158.V11 | [18 empty] | #DIVIDE BY ZERO |  | 0 | #DIVIDE BY ZERO | #UNPARSEABLE | #BLOCKED |  | 0 | #DIVIDE BY ZERO | 0 | 0 | 0 | #DIVIDE BY ZERO | #DIVIDE BY ZERO
|  | 0 | A |  | A116.V01 | #UNPARSEABLE | A158.V110 | 3 |  | #UNPARSEABLE |  | 1 | #UNPARSEABLE | #UNPARSEABLE | #UNPARSEABLE | [8 empty] | #BLOCKED | #BLOCKED | #BLOCKED |  | #BLOCKED | #BLOCKED | #UNPARSEABLE | #BLOCKED |  | #BLOCKED | #BLOCKED | 0 | 0 | 0 | #DIVIDE BY ZERO | #DIVIDE BY ZERO
|  | 0 | A |  | A116.V01 | #UNPARSEABLE | A158.V111 | 3 |  | #UNPARSEABLE |  | 1 | #UNPARSEABLE | #UNPARSEABLE | #UNPARSEABLE | [8 empty] | #BLOCKED | #BLOCKED | #BLOCKED |  | #BLOCKED | #BLOCKED | #UNPARSEABLE | #BLOCKED |  | #BLOCKED | #BLOCKED | 0 | 0 | 0 | #DIVIDE BY ZERO | #DIVIDE BY ZERO
|  | 0 | A |  | A116.V01 | #UNPARSEABLE | A158.V112 | 3 |  | #UNPARSEABLE |  | 1 | #UNPARSEABLE | #UNPARSEABLE | #UNPARSEABLE | [8 empty] | #BLOCKED | #BLOCKED | #BLOCKED |  | #BLOCKED | #BLOCKED | #UNPARSEABLE | #BLOCKED |  | #BLOCKED | #BLOCKED | 0 | 0 | 0 | #DIVIDE BY ZERO | #DIVIDE BY ZERO
3-量產 |  | 2 | R |  | A116.V | Path Loss Calibration | A158.V21 | [18 empty] | #DIVIDE BY ZERO |  | 0 | #DIVIDE BY ZERO | #UNPARSEABLE | #BLOCKED |  | 0 | #DIVIDE BY ZERO | 0 | 0 | 0 | #DIVIDE BY ZERO | #DIVIDE BY ZERO
|  | 0 | A |  | A116.V11 | Path Loss Calibration Passive -Passive path: 24 - 42 GHz -Calibration antenna: Horn antenna -According CTIA standard for range loss calibration | A158.V210 |  | 依照系統售價之10% |  |  | 1 |  | 6 | [9 empty] | 6 |  | #DIVIDE BY ZERO |  | -6 | #DIVIDE BY ZERO | #UNPARSEABLE | #BLOCKED |  | -0.2 | #DIVIDE BY ZERO | 0 | 0 | 0 | #DIVIDE BY ZERO | #DIVIDE BY ZERO
|  | 0 |  |  |  | Path Loss Calibration Passive \ Cellular -Passive path: 24 - 42 GHz -Cellular path: 24 - 42 GHz -Calibration antenna: Horn antenna -According CTIA standard for range loss calibration | A158.V211 |  |  |  |  | 1 |  | 6 | [9 empty] | 6 |  | #DIVIDE BY ZERO |  | -6 | #DIVIDE BY ZERO | #UNPARSEABLE | #BLOCKED |  | -0.2 | #DIVIDE BY ZERO | 0 | 0 | 0 | #DIVIDE BY ZERO | #DIVIDE BY ZERO
3-量產 |  | 4 | R |  | A116.V | Path Loss Calibration additional | A158.V22 | [18 empty] | #DIVIDE BY ZERO |  | 0 | #DIVIDE BY ZERO | #UNPARSEABLE | #BLOCKED |  | 0 | #DIVIDE BY ZERO | 0 | 0 | 0 | #DIVIDE BY ZERO | #DIVIDE BY ZERO
|  | 0 |  |  |  | Path Loss Calibration 40 - 60 GHz -Frequency: 40 - 60 GHz -Calibration antenna: Horn antenna -According CTIA standard for range loss calibration -The part of frequency will be omitted if it is not available | A158.V221 |  |  |  |  | 1 |  | 6 | [9 empty] | 6 |  | #DIVIDE BY ZERO |  | -6 | #DIVIDE BY ZERO | #UNPARSEABLE | #BLOCKED |  | -0.2 | #DIVIDE BY ZERO | 0 | 0 | 0 | #DIVIDE BY ZERO | #DIVIDE BY ZERO
|  | 0 |  |  |  | Path Loss Calibration 60 - 90 GHz -Frequency: 60 - 90 GHz -Calibration antenna: Horn antenna -According CTIA standard for range loss calibration -The part of frequency will be omitted if it is not available | A158.V222 |  |  |  |  | 1 |  | 6 | [9 empty] | 6 |  | #DIVIDE BY ZERO |  | -6 | #DIVIDE BY ZERO | #UNPARSEABLE | #BLOCKED |  | -0.2 | #DIVIDE BY ZERO | 0 | 0 | 0 | #DIVIDE BY ZERO | #DIVIDE BY ZERO
|  | 0 |  |  |  | Path Loss Calibration 18 - 26.5 GHz -Frequency: 18 - 26.5 GHz -Calibration antenna: Horn antenna -According CTIA standard for range loss calibration -The part of frequency will be omitted if it is not available | A158.V223 |  |  |  |  | 1 |  | 6 | [9 empty] | 6 |  | #DIVIDE BY ZERO |  | -6 | #DIVIDE BY ZERO | #UNPARSEABLE | #BLOCKED |  | -0.2 | #DIVIDE BY ZERO | 0 | 0 | 0 | #DIVIDE BY ZERO | #DIVIDE BY ZERO
|  | 0 |  |  |  | Path Loss Calibration 2 - 18 GHz -Frequency: 2 - 18 GHz -Calibration antenna: Horn antenna -According CTIA standard for range loss calibration -The part of frequency will be omitted if it is not available | A158.V224 |  |  |  |  | 1 |  | 8 | [9 empty] | 8 |  | #DIVIDE BY ZERO |  | -8 | #DIVIDE BY ZERO | #UNPARSEABLE | #BLOCKED |  | -0.26667 | #DIVIDE BY ZERO | 0 | 0 | 0 | #DIVIDE BY ZERO | #DIVIDE BY ZERO
2-開發 |  | 2 | R |  | A116.V | Ripple Testing | A158.V31 |  | by Measurement Antenna | [16 empty] | #DIVIDE BY ZERO |  | 0 | #DIVIDE BY ZERO | #UNPARSEABLE | #BLOCKED |  | 0 | #DIVIDE BY ZERO | 0 | 0 | 0 | #DIVIDE BY ZERO | #DIVIDE BY ZERO
|  | 0 | A |  | A116.V21 | Quiet zone quality (R8 120cm) -Scanning along X axis at Z = 0cm -Scanning along Y axis at Z = 0cm -Scanning travel: 120cm -Amplitude ripple(SD): ±0.5dB @ 28/ 39GHz -Amplitude taper: ≦ 1.5dB @ 28/ 39GHz -Phase ripple(SD): ± 5 ° @ 28/ 39GHz -Phase taper: ≦ 10 ° @ 28/ 39GHz -Cross polarization: ≤ -25dB @ 28/ 39GHz -Operate the testing by Atenlab | A158.V310 |  | 依照系統售價之10% | #UNPARSEABLE |  | 1 | #UNPARSEABLE | #UNPARSEABLE | #UNPARSEABLE | [8 empty] | #BLOCKED | #BLOCKED | #BLOCKED |  | #BLOCKED | #BLOCKED | #UNPARSEABLE | #BLOCKED |  | #BLOCKED | #BLOCKED | 0 | 0 | 0 | #DIVIDE BY ZERO | #DIVIDE BY ZERO
|  | 0 |  |  |  | Quiet zone quality -Scanning along X axis at Z = 0cm -Scanning along Y axis at Z = 0cm -Scanning travel: 120cm -Amplitude ripple(SD): ±1.5dB @ 76/ 81GHz -Amplitude taper: ≦ 0.5dB @ 76/ 81GHz -Cross polarization: ≤ -25dB @ 76/ 81GHz -Operate the testing by Atenlab | A158.V311 |  |  | #UNPARSEABLE |  | 1 | #UNPARSEABLE | #UNPARSEABLE | #UNPARSEABLE | [8 empty] | #BLOCKED | #BLOCKED | #BLOCKED |  | #BLOCKED | #BLOCKED | #UNPARSEABLE | #BLOCKED |  | #BLOCKED | #BLOCKED | 0 | 0 | 0 | #DIVIDE BY ZERO | #DIVIDE BY ZERO
3-量產 |  | 1 | R |  | A116.V | Reliability testing | A158.V41 |  | by Measurement Antenna | [16 empty] | #DIVIDE BY ZERO |  | 0 | #DIVIDE BY ZERO | #UNPARSEABLE | #BLOCKED |  | 0 | #DIVIDE BY ZERO | 0 | 0 | 0 | #DIVIDE BY ZERO | #DIVIDE BY ZERO
|  | 0 | A |  | A116.V31 | Reliability Testing -Passive mode -The 3D antenna efficiency(%) result in standard deviation should be less than 10% -Use standard gain horn, perform the 3D passive test in 10 times -During the test, the DUT should not removed (to avoid re-position error) -Performing 26.5 to 40GHz, 0.5GHz step. | A158.V410 |  | 依照系統售價之10% |  |  | 1 |  | 12 | [9 empty] | 12 |  | #DIVIDE BY ZERO |  | -12 | #DIVIDE BY ZERO | #UNPARSEABLE | #BLOCKED |  | -0.4 | #DIVIDE BY ZERO | 0 | 0 | 0 | #DIVIDE BY ZERO | #DIVIDE BY ZERO
3-量產 |  | 2 | F |  | A116.PONN | R8 System Warranty | A158.W | [18 empty] | #DIVIDE BY ZERO |  | 0 | #DIVIDE BY ZERO | #UNPARSEABLE | #BLOCKED |  | 0 | #DIVIDE BY ZERO | 0 | 0 | 0 | #DIVIDE BY ZERO | #DIVIDE BY ZERO
|  | 1 | N |  | A116.V | R8 System 2 years warranty | A158.W01 |  | 免費 | [16 empty] | #DIVIDE BY ZERO |  | 0 | #DIVIDE BY ZERO | #UNPARSEABLE | #BLOCKED |  | 0 | #DIVIDE BY ZERO | 0 | 0 | 0 | #DIVIDE BY ZERO | #DIVIDE BY ZERO
|  | 0 | A |  | A116.W05 | R8 System 2 years warranty -Software upgrade -Hardware coverage in case of natural damage | A158.W010 |  | 依照系統售價之10% | [16 empty] | #DIVIDE BY ZERO |  | 0 | #DIVIDE BY ZERO | #UNPARSEABLE | #BLOCKED |  | 0 | #DIVIDE BY ZERO | 0 | 0 | 0 | #DIVIDE BY ZERO | #DIVIDE BY ZERO
|  | 5 | R/M |  | A116.V | R8 System Warranty Extension | A158.W05 | [18 empty] | #DIVIDE BY ZERO |  | 0 | #DIVIDE BY ZERO | #UNPARSEABLE | #BLOCKED |  | 0 | #DIVIDE BY ZERO | 0 | 0 | 0 | #DIVIDE BY ZERO | #DIVIDE BY ZERO
3-量產 |  | 0 | A |  | A116.W05 | R8 System 1 years warranty extension -Software upgrade -Hardware coverage in case of natural damage | A158.W051 |  |  |  |  | 1 | [13 empty] | #DIVIDE BY ZERO |  | 0 | #DIVIDE BY ZERO | #UNPARSEABLE | #BLOCKED |  | 0 | #DIVIDE BY ZERO | 0 | 0 | 0 | #DIVIDE BY ZERO | #DIVIDE BY ZERO
3-量產 |  | 0 | A |  | A116.W05 | R8 System 2 years warranty extension -Software upgrade -Hardware coverage in case of natural damage | A158.W052 |  |  |  |  | 1 | [13 empty] | #DIVIDE BY ZERO |  | 0 | #DIVIDE BY ZERO | #UNPARSEABLE | #BLOCKED |  | 0 | #DIVIDE BY ZERO | 0 | 0 | 0 | #DIVIDE BY ZERO | #DIVIDE BY ZERO
3-量產 |  | 0 | A |  | A116.W05 | R8 System 3 years warranty extension -Software upgrade -Hardware coverage in case of natural damage | A158.W053 |  |  |  |  | 1 | [13 empty] | #DIVIDE BY ZERO |  | 0 | #DIVIDE BY ZERO | #UNPARSEABLE | #BLOCKED |  | 0 | #DIVIDE BY ZERO | 0 | 0 | 0 | #DIVIDE BY ZERO | #DIVIDE BY ZERO
3-量產 |  | 0 | A |  | A116.W05 | R8 System 4 years warranty extension -Software upgrade -Hardware coverage in case of natural damage | A158.W054 |  |  |  |  | 1 | [13 empty] | #DIVIDE BY ZERO |  | 0 | #DIVIDE BY ZERO | #UNPARSEABLE | #BLOCKED |  | 0 | #DIVIDE BY ZERO | 0 | 0 | 0 | #DIVIDE BY ZERO | #DIVIDE BY ZERO
3-量產 |  | 0 | A |  | A116.W05 | R8 System 5 years warranty extension -Software upgrade -Hardware coverage in case of natural damage | A158.W055 |  |  |  |  | 1 | [13 empty] | #DIVIDE BY ZERO |  | 0 | #DIVIDE BY ZERO | #UNPARSEABLE | #BLOCKED |  | 0 | #DIVIDE BY ZERO | 0 | 0 | 0 | #DIVIDE BY ZERO | #DIVIDE BY ZERO
1-評估 | 1 | 3 | 4 |  | A1 | A16-E-Class [Patrick] EMC Chamber System | A16 |  | 1.電波暗室系統 (9k-40GHz) | [8 empty] | 400 | 100 | 25% | 1.37% | 0.6536%
1-評估 |  | 6 |  |  | A16 | E1 Shielding Room System | A161.PONN | 1 | 隔離室系統 |  |  | 1 | 500 | 300 | 400 | 20% | 25% | 400 | 100 | 25% | 3.175% | 1.538% | P25-WNC | 300 | 500 | -479900% | 2400000 | 2399700 | 99.99% | #UNPARSEABLE | #BLOCKED | 90000 | 89990 | 99.99%
3-量產 |  | 9 | F |  | A161.PONN | SE Testing Shielding Room | A161.A.PONN | 2 | [17 empty] | #DIVIDE BY ZERO |  | 0 | #DIVIDE BY ZERO | #UNPARSEABLE | #BLOCKED |  | 0 | #DIVIDE BY ZERO | 0 | 0 | 0 | #DIVIDE BY ZERO | #DIVIDE BY ZERO
3-量產 |  | 7 | R |  | A161.A.PONN | SE-R1 Testing Shielding Room(3m Width) | A161.A01 | [18 empty] | #DIVIDE BY ZERO |  | 0 | #DIVIDE BY ZERO | #UNPARSEABLE | #BLOCKED |  | 0 | #DIVIDE BY ZERO | 0 | 0 | 0 | #DIVIDE BY ZERO | #DIVIDE BY ZERO
|  | 0 | A1 |  | A162.A01 | SE-R13 Shielding Room(E1-333) -Outside Dimension: L3.0 x W3.0 x H2.8m -Shielding effective: 30M - 18GHz > 100dB -Modular steel pan type shielded enclosure by 2mm galvanized steel sheet -Painted on visual panel | A161.A010 | [18 empty] | #DIVIDE BY ZERO |  | 0 | #DIVIDE BY ZERO | #UNPARSEABLE | #BLOCKED |  | 0 | #DIVIDE BY ZERO | 0 | 0 | 0 | #DIVIDE BY ZERO | #DIVIDE BY ZERO
5-報價 |  | 0 | A |  | A162.A01 | SE-R13 Shielding Room(E1-333) -Outside Dimension: L2.5 x W2.5 x H2.5m -Shielding effective: 30M - 18GHz > 100dB -Modular steel pan type shielded enclosure by 2mm galvanized steel sheet -Painted on visual panel | A161.A011 | [5 empty] | 500 | 350 |  |  | 0% | [5 empty] | Q21101-TCC | 350 | 500 | 100% |  | -350 | #DIVIDE BY ZERO | #UNPARSEABLE | #BLOCKED |  | -11.6667 | #DIVIDE BY ZERO | 0 | 0 | 0 | #DIVIDE BY ZERO | #DIVIDE BY ZERO
|  | 0 | A |  | A162.A01 | SE-R13 Shielding Room(E1-333) -Outside Dimension: L2.5 x W2.5 x H2.5m -Shielding effective: 30M - 18GHz > 100dB -Modular steel pan type shielded enclosure by 2mm galvanized steel sheet -Painted on visual panel | A161.A012 | [5 empty] | 500 | 350 |  |  | 0% | [5 empty] | Q21101-TCC | 350 | 500 | 100% |  | -350 | #DIVIDE BY ZERO | #UNPARSEABLE | #BLOCKED |  | -11.6667 | #DIVIDE BY ZERO | 0 | 0 | 0 | #DIVIDE BY ZERO | #DIVIDE BY ZERO
5-報價 |  | 0 | A |  | A162.A01 | SE-R13 Shielding Room(E1-433) -Outside Dimension: L4.0 x W3.5 x H3.0m -Shielding effective: 30M - 18GHz > 100dB -Modular steel pan type shielded enclosure by 2mm galvanized steel sheet -Painted on visual panel | A161.A013 | [5 empty] | 500 | 350 |  |  | 0% | [5 empty] | Q21101-TCC | 350 | 500 | 100% |  | -350 | #DIVIDE BY ZERO | #UNPARSEABLE | #BLOCKED |  | -11.6667 | #DIVIDE BY ZERO | 0 | 0 | 0 | #DIVIDE BY ZERO | #DIVIDE BY ZERO
|  | 0 | A1 |  | A162.A01 | SE-R13 Shielding Room(E1-333) -Outside Dimension: L3.5 x W3.0 x H2.5m -Shielding effective: 30M - 18GHz > 100dB -Modular steel pan type shielded enclosure by 2mm galvanized steel sheet -Painted on visual panel | A161.A014 | [18 empty] | #DIVIDE BY ZERO |  | 0 | #DIVIDE BY ZERO | #UNPARSEABLE | #BLOCKED |  | 0 | #DIVIDE BY ZERO | 0 | 0 | 0 | #DIVIDE BY ZERO | #DIVIDE BY ZERO
3-量產 |  | 0 | A |  | A162.A01 | SE-R13 Shielding Room(E1-333) -Outside Dimension: L2.1 x W2.1 x H2.5m -Shielding effective: 30M - 18GHz > 100dB -Modular steel pan type shielded enclosure by 2mm galvanized steel sheet -Painted on visual panel | A161.A015 | [5 empty] | 500 | 350 |  |  | 0% | [5 empty] | Q21101-TCC | 350 | 500 | 100% |  | -350 | #DIVIDE BY ZERO | #UNPARSEABLE | #BLOCKED |  | -11.6667 | #DIVIDE BY ZERO | 0 | 0 | 0 | #DIVIDE BY ZERO | #DIVIDE BY ZERO
3-量產 |  | 0 | A |  | A162.A01 | SE-R13 Shielding Room(E1-333) -Outside Dimension: L3.5 x W2.1 x H2.5m -Shielding effective: 30M - 18GHz > 100dB -Modular steel pan type shielded enclosure by 2mm galvanized steel sheet -Painted on visual panel | A161.A016 | [5 empty] | 500 | 350 |  |  | 0% | [5 empty] | Q21101-TCC | 350 | 500 | 100% |  | -350 | #DIVIDE BY ZERO | #UNPARSEABLE | #BLOCKED |  | -11.6667 | #DIVIDE BY ZERO | 0 | 0 | 0 | #DIVIDE BY ZERO | #DIVIDE BY ZERO
3-量產 |  | 7 | R |  | A161.A.PONN | SE-R1 Testing Shielding Room(4m Width) | A161.A02 | [18 empty] | #DIVIDE BY ZERO |  | 0 | #DIVIDE BY ZERO | #UNPARSEABLE | #BLOCKED |  | 0 | #DIVIDE BY ZERO | 0 | 0 | 0 | #DIVIDE BY ZERO | #DIVIDE BY ZERO
|  | 0 | A1 |  | A162.A01 | Shielding enclosure(Standard) | A161.A020 | [18 empty] | #DIVIDE BY ZERO |  | 0 | #DIVIDE BY ZERO | #UNPARSEABLE | #BLOCKED |  | 0 | #DIVIDE BY ZERO | 0 | 0 | 0 | #DIVIDE BY ZERO | #DIVIDE BY ZERO
|  | 0 | A |  | A162.A01 | SE-R14 Testing Shielding Room (E1-542) -Outside Dimension: L5.0 x W4.0 x H2.3m -Self support structure on ceiling is 0.2m -Modular steel pan type shielded enclosure by 2mm galvanized steel sheet -Painted on visual panel -Power Layout and construction included | A161.A021 | [5 empty] | 700 | 500 |  |  | 0% | [5 empty] | 安普新 | 500 | 700 | 100% |  | -500 | #DIVIDE BY ZERO | #UNPARSEABLE | #BLOCKED |  | -16.6667 | #DIVIDE BY ZERO | 0 | 0 | 0 | #DIVIDE BY ZERO | #DIVIDE BY ZERO
5-報價 |  | 0 | A |  | A162.A01 | SE-R14 Testing Shielding Room (E1-543) -Outside Dimension: L5.0 x W4.0 x H3.0m -Self support structure on ceiling is 0.2m -Modular steel pan type shielded enclosure by 2mm galvanized steel sheet -Painted on visual panel -Power Layout and construction included | A161.A022 | [5 empty] | 600 | 450 |  |  | 0% | [5 empty] | 安普新 | 450 | 600 | 100% |  | -450 | #DIVIDE BY ZERO | #UNPARSEABLE | #BLOCKED |  | -15 | #DIVIDE BY ZERO | 0 | 0 | 0 | #DIVIDE BY ZERO | #DIVIDE BY ZERO
|  | 0 | A |  | A162.A01 | SE-R14 Testing Shielding Room (443) -Outside Dimension: L4.0 x W3.5 x H3.0m -Self support structure on ceiling is 0.2m -Modular steel pan type shielded enclosure by 2mm galvanized steel sheet -Painted on visual panel -Power Layout and construction included | A161.A023 | [5 empty] | 600 | 450 |  |  | 0% | [5 empty] | 安普新 | 450 | 600 | 100% |  | -450 | #DIVIDE BY ZERO | #UNPARSEABLE | #BLOCKED |  | -15 | #DIVIDE BY ZERO | 0 | 0 | 0 | #DIVIDE BY ZERO | #DIVIDE BY ZERO
|  | 0 | A |  | A162.A01 | SE-R14 Testing Shielding Room (E1-643) -Outside Dimension: L6.0 x W4.3 x H2.7m -Self support structure on ceiling is 0.2m -Modular steel pan type shielded enclosure by 2mm galvanized steel sheet -Painted on visual panel -Power Layout and construction included | A161.A024 | [5 empty] | 600 | 450 |  |  | 0% | [5 empty] | 安普新 | 450 | 600 | 100% |  | -450 | #DIVIDE BY ZERO | #UNPARSEABLE | #BLOCKED |  | -15 | #DIVIDE BY ZERO | 0 | 0 | 0 | #DIVIDE BY ZERO | #DIVIDE BY ZERO
|  | 0 | A |  | A162.A01 | SE-R14 Testing Shielding Room (E1-843) -Outside Dimension: L8.0 x W4.0 x H3.0m -Self support structure on ceiling is 0.2m -Modular steel pan type shielded enclosure by 2mm galvanized steel sheet -Painted on visual panel -Power Layout and construction included | A161.A025 | [5 empty] | 600 | 450 |  |  | 0% | [5 empty] | 安普新 | 450 | 600 | 100% |  | -450 | #DIVIDE BY ZERO | #UNPARSEABLE | #BLOCKED |  | -15 | #DIVIDE BY ZERO | 0 | 0 | 0 | #DIVIDE BY ZERO | #DIVIDE BY ZERO
|  | 0 | A |  | A162.A01 | SE-R14 Testing Shielding Room (E1-1255) -Outside Dimension: L12.8 x W5.5 x H5.5m -Self support structure on ceiling is 0.2m -Modular steel pan type shielded enclosure by 2mm galvanized steel sheet -Painted on visual panel -Power Layout and construction included | A161.A026 | [5 empty] | 600 | 450 |  |  | 0% | [5 empty] | 安普新 | 450 | 600 | 100% |  | -450 | #DIVIDE BY ZERO | #UNPARSEABLE | #BLOCKED |  | -15 | #DIVIDE BY ZERO | 0 | 0 | 0 | #DIVIDE BY ZERO | #DIVIDE BY ZERO
3-量產 |  | 2 | R |  | A161.A.PONN | SE-F Raised floor | A161.A03 | [18 empty] | #DIVIDE BY ZERO |  | 0 | #DIVIDE BY ZERO | #UNPARSEABLE | #BLOCKED |  | 0 | #DIVIDE BY ZERO | 0 | 0 | 0 | #DIVIDE BY ZERO | #DIVIDE BY ZERO
|  | 0 | A1 |  | A162.A03 | SE-F1 Raised floor(Standard) | A161.A030 | [18 empty] | #DIVIDE BY ZERO |  | 0 | #DIVIDE BY ZERO | #UNPARSEABLE | #BLOCKED |  | 0 | #DIVIDE BY ZERO | 0 | 0 | 0 | #DIVIDE BY ZERO | #DIVIDE BY ZERO
5-報價 |  | 0 | A |  | A162.A03 | SE-F1 Raised floor (13cm) -Raised floor is 0.13 m high -Raised ground floor with 300kg/m2 loading -Metal support with 2.0mm Galvanized steel -PVC flooring tiles | A161.A031 | [5 empty] | 14 | 100 | [8 empty] | Q21101-TCC | 100 | 14 | 100% |  | -100 | #DIVIDE BY ZERO | #UNPARSEABLE | #BLOCKED |  | -3.3333 | #DIVIDE BY ZERO | 0 | 0 | 0 | #DIVIDE BY ZERO | #DIVIDE BY ZERO
3-量產 |  | 8 | R |  | A161.A.PONN | SE-D Shielding Swing Door | A161.A05 | [18 empty] | #DIVIDE BY ZERO |  | 0 | #DIVIDE BY ZERO | #UNPARSEABLE | #BLOCKED |  | 0 | #DIVIDE BY ZERO | 0 | 0 | 0 | #DIVIDE BY ZERO | #DIVIDE BY ZERO
5-報價 |  | 0 |  |  | A162.A05 | SE-D21 Flat Shielding Swing Door(Standard) -Dimension W1.0 x H2.0m -Blade contact auto-latching -Shielding effective: 30M - 18GHz > 100dB -Manual operation for emergency | A161.A050 | [5 empty] | 140 | 100 | [8 empty] | 安普新 | 100 | 140 | 100% |  | -100 | #DIVIDE BY ZERO | #UNPARSEABLE | #BLOCKED |  | -3.3333 | #DIVIDE BY ZERO | 0 | 0 | 0 | #DIVIDE BY ZERO | #DIVIDE BY ZERO
|  | 0 |  |  | A162.A05 | SE-D21 Flat Shielding Swing Door -Dimension W1.0 x H2.0m -Blade contact auto-latching -Shielding effective: 30M - 18GHz > 100dB -Manual operation for emergency | A161.A051 | [6 empty] | 110 | [9 empty] | 110 |  | #DIVIDE BY ZERO |  | -110 | #DIVIDE BY ZERO | #UNPARSEABLE | #BLOCKED |  | -3.6667 | #DIVIDE BY ZERO | 0 | 0 | 0 | #DIVIDE BY ZERO | #DIVIDE BY ZERO
|  | 0 |  |  | A162.A05 | SE-D22 Flat Shielding Swing Door -Dimension W1.2 x H2.0m -Blade contact auto-latching -Shielding effective: 30M - 18GHz > 100dB -Manual operation for emergency | A161.A052 | [6 empty] | 110 | [9 empty] | 110 |  | #DIVIDE BY ZERO |  | -110 | #DIVIDE BY ZERO | #UNPARSEABLE | #BLOCKED |  | -3.6667 | #DIVIDE BY ZERO | 0 | 0 | 0 | #DIVIDE BY ZERO | #DIVIDE BY ZERO
|  | 0 |  |  | A162.A05 | SE-D31 EMC Shielding Swing Door -Dimension W1.0 x H2.1m -Blade contact auto-latching -Shielding effective: 30M - 18GHz > 100dB -Manual operation for emergency | A161.A053 | [5 empty] | 140 | 110 | [8 empty] | 安普新 | 110 | 140 | 100% |  | -110 | #DIVIDE BY ZERO | #UNPARSEABLE | #BLOCKED |  | -3.6667 | #DIVIDE BY ZERO | 0 | 0 | 0 | #DIVIDE BY ZERO | #DIVIDE BY ZERO
|  | 0 |  |  | A162.A05 | SE-D32 EMC Shielding Swing Door -Dimension W1.2 x H2.1m -Blade contact auto-latching -Shielding effective: 30M - 18GHz > 100dB -Manual operation for emergency | A161.A054 | [5 empty] | 140 | 110 | [8 empty] | 安普新 | 110 | 140 | 100% |  | -110 | #DIVIDE BY ZERO | #UNPARSEABLE | #BLOCKED |  | -3.6667 | #DIVIDE BY ZERO | 0 | 0 | 0 | #DIVIDE BY ZERO | #DIVIDE BY ZERO
|  | 0 |  |  | A162.A05 | SE-D33 EMC Shielding Swing Door -Dimension W1.5 x H2.1m -Blade contact auto-latching -Shielding effective: 30M - 18GHz > 100dB -Manual operation for emergency | A161.A055 | [5 empty] | 140 | 110 | [8 empty] | 安普新 | 110 | 140 | 100% |  | -110 | #DIVIDE BY ZERO | #UNPARSEABLE | #BLOCKED |  | -3.6667 | #DIVIDE BY ZERO | 0 | 0 | 0 | #DIVIDE BY ZERO | #DIVIDE BY ZERO
|  | 0 |  |  | A162.A05 | SE-D11 Manually Shielding Swing Door -Dimension W1.0 x H2.1m -Manually blade contact -Shielding effective: 30M - 18GHz > 100dB | A161.A056 | [5 empty] | 130 | 100 | [8 empty] | 安普新 | 100 | 130 | 100% |  | -100 | #DIVIDE BY ZERO | #UNPARSEABLE | #BLOCKED |  | -3.3333 | #DIVIDE BY ZERO | 0 | 0 | 0 | #DIVIDE BY ZERO | #DIVIDE BY ZERO
|  | 0 |  |  | A162.A05 | SE-D12 Manually Shielding Swing Door -Dimension W1.2 x H2.1m -Manually blade contact -Shielding effective: 30M - 18GHz > 100dB | A161.A057 | [5 empty] | 130 | 100 | [8 empty] | 安普新 | 100 | 130 | 100% |  | -100 | #DIVIDE BY ZERO | #UNPARSEABLE | #BLOCKED |  | -3.3333 | #DIVIDE BY ZERO | 0 | 0 | 0 | #DIVIDE BY ZERO | #DIVIDE BY ZERO
|  | 0 | R |  | A161.A.PONN | Shielding Sliding Door | A161.A06 | [18 empty] | #DIVIDE BY ZERO |  | 0 | #DIVIDE BY ZERO | #UNPARSEABLE | #BLOCKED |  | 0 | #DIVIDE BY ZERO | 0 | 0 | 0 | #DIVIDE BY ZERO | #DIVIDE BY ZERO
3-量產 |  |  | R |  | A161.A.PONN | SE-A1 Access panel | A161.A07
5-報價 |  |  |  |  | A162.A07 | SE-A11 Access panel -Frequency: 30M - 18GHz > 100dB -Dimension: L30 x W30 cm -SMA Jack to Jack x 4 -N Jack to Jack x 2 -BNC Jack to Jack x 2 -2" Waveguide tube for extension cable through, 1 set | A161.A070 |  |  |  |  | 1
[5 empty] | A162.A07 | Access Panel Set -Install on the side wall -AP1(CR): BNCx1, 2" waveguide x2 | A161.A071 |  |  |  |  | 1
[5 empty] | A162.A07 | Access Panel Set -Install on the side wall -AP1(CR): SMA x2, 2" waveguide x1 | A161.A072 |  |  |  |  | 1
5-報價 |  |  |  |  | A162.A07 | SE-A11 Access panel -Frequency: 30M - 18GHz > 100dB -Dimension: L30 x W30 cm -SMA Jack to Jack x 4 -RJ45 1G x 1 -USB3.0 x2 -2" Waveguide tube for extension cable through, 1 set | A161.A073 |  |  |  |  | 1
3-量產 |  | 1 | R |  | A161.A.PONN | SE-H Shielding Honeycomb Air Vent | A161-A09 | [18 empty] | #DIVIDE BY ZERO |  | 0 | #DIVIDE BY ZERO | #UNPARSEABLE | #BLOCKED |  | 0 | #DIVIDE BY ZERO | 0 | 0 | 0 | #DIVIDE BY ZERO | #DIVIDE BY ZERO
5-報價 |  | 0 |  |  | A162-A09 | SE-H22 Shielding Honeycomb Air Vent(Standard) -Dimension: 0.3 x 0.3m (L/W) -Shielding effective: 30M - 18GHz > 100dB -Install on the ceiling | A161.A090 |  |  |  |  | 4 | [13 empty] | #DIVIDE BY ZERO |  | 0 | #DIVIDE BY ZERO | #UNPARSEABLE | #BLOCKED |  | 0 | #DIVIDE BY ZERO | 0 | 0 | 0 | #DIVIDE BY ZERO | #DIVIDE BY ZERO
|  |  | R |  | A161.A.PONN | AB-RP EPP Absorber Set(SE-R13) | A161.A11
3-量產 |  |  | R |  | A162.A.PON | AB-RP EPP Absorber Set(SE-R14) | A161.A12
|  | 0 | A |  | A162.A111 | RF Pyramidal Absorber EPP -Pyramidal absorber | A161.A120 | [18 empty] | #DIVIDE BY ZERO |  | 0 | #DIVIDE BY ZERO | #UNPARSEABLE | #BLOCKED |  | 0 | #DIVIDE BY ZERO | 0 | 0 | 0 | #DIVIDE BY ZERO | #DIVIDE BY ZERO
|  | 0 | A1 |  | A162.A111 | AB-RP EPP Pyramidal Absorber Set(744) -Material: Expandable Polypropylene -Frequency: 0.4M - 18GHz -Dimension: L30.0 x W30.0 x H30.0cm -Installation method: By hung module -White cap cover on absorbers -RoHS & REACH Compliant | A161.A121 | [18 empty] | #DIVIDE BY ZERO |  | 0 | #DIVIDE BY ZERO | #UNPARSEABLE | #BLOCKED |  | 0 | #DIVIDE BY ZERO | 0 | 0 | 0 | #DIVIDE BY ZERO | #DIVIDE BY ZERO
5-報價 |  | 0 |  |  | A162.A111 | AB-X2 EPP Pyramidal Absorber Set (E1-543) -Material: Expandable Polypropylene -Frequency: 0.4G - 18GHz -AB-X22: 30cm height pyramid absorber(About 150 pcs) -AB-X24: 5cm height flatten absorber(About 200 pcs) -RoHS & REACH Compliant | A161.A122 | [18 empty] | #DIVIDE BY ZERO |  | 0 | #DIVIDE BY ZERO | #UNPARSEABLE | #BLOCKED |  | 0 | #DIVIDE BY ZERO | 0 | 0 | 0 | #DIVIDE BY ZERO | #DIVIDE BY ZERO
|  |  | R |  | A161.A.PONN | AB-F1 Ferrite Tiles Set | A161.A12
3-量產 |  | 0 | M/R |  | A161.A.PONN | SE-F Filter Set | A161.A13 | [18 empty] | #DIVIDE BY ZERO |  | 0 | #DIVIDE BY ZERO | #UNPARSEABLE | #BLOCKED |  | 0 | #DIVIDE BY ZERO | 0 | 0 | 0 | #DIVIDE BY ZERO | #DIVIDE BY ZERO
3-量產 |  |  |  |  | A162.A21 | Power Filter Set(Standard) -SE-F32 3P4W 200 -380 VAC/16 A x 1 (EUT) -SE-F13 1P2W 100 -280 VAC/30 A x 1(EUT) -SE-F13 1P2W 100 -280 VAC/30 A x 1(LED/Equipment) | A161.A150
5-報價 |  |  |  |  | A162.A21 | RF Power Filter Set -Single phase(1P2W)110-220 VAC/30 A x 1(EUT) -Single phase(1P2W)110-220 VAC/16 A x 2(LED/Equipment -RJ45 1Gbps LAN/Ethernet x 1 -RJ11 x 1, -USB3.0 x 2 | A161.A151
5-報價 |  |  |  |  | A162.A21 | RF Power Filter Set -Single phase(1P2W)110-220 VAC/32 A x 2(LED/Equipment) | A161.A152
5-報價 |  |  |  |  | A162.A21 | RF Power Filter Set -Single phase(1P2W)110-220 VAC/30 A x 1(EUT) -Single phase(1P2W)110-220 VAC/16 A x 2(LED/Equipment | A161.A153
5-報價 |  |  |  |  | A162.A21 | RF Power Filter Set -Single phase(1P2W)110-220 VAC/16 A x 2(LED/Equipment) | A161.A154
|  | 0 | M/R |  | A161.A.PONN | SE-F Filter Set | A161.A15 | [18 empty] | #DIVIDE BY ZERO |  | 0 | #DIVIDE BY ZERO | #UNPARSEABLE | #BLOCKED |  | 0 | #DIVIDE BY ZERO | 0 | 0 | 0 | #DIVIDE BY ZERO | #DIVIDE BY ZERO
3-量產 |  |  |  |  | A162.A21 | SE-F Filter Set(Standard) -SE-F32 3P4W 200 -380 VAC/16 A x 1 (EUT) -SE-F13 1P2W 100 -280 VAC/30 A x 1(EUT) -SE-F13 1P2W 100 -280 VAC/30 A x 1(LED/Equipment) -SE-F21 RJ11 x 1 -SE-F22 RJ45 100Mbps x 1 | A161.A150
3-量產 |  |  | R |  | A173.A.PON | SE-X Laser Alignment System | A161.A17
3-量產 |  | 0 | A |  | A173.A17 | SE-X31 Laser Alignment System -Independent 3 red laser line -Mounting type: Wall bracket -Horizontal alignment: 1 line -Vertical alignment: 2 line -Power input: DC12V -Max. currency: 1A | A161.A170 |  | Q211111安普新 |  |  | 1 | 10 | [11 empty] | 10 | 100% |  | 0 | #DIVIDE BY ZERO | #UNPARSEABLE | #BLOCKED |  | 0 | #DIVIDE BY ZERO | 0 | 0 | 0 | #DIVIDE BY ZERO | #DIVIDE BY ZERO
|  | 0 | M/R |  | A161.A.PONN | SE-F2 Signal Filter | A161.A19 | [18 empty] | #DIVIDE BY ZERO |  | 0 | #DIVIDE BY ZERO | #UNPARSEABLE | #BLOCKED |  | 0 | #DIVIDE BY ZERO | 0 | 0 | 0 | #DIVIDE BY ZERO | #DIVIDE BY ZERO
[5 empty] | A162.A07 | -RJ45 100Mbps LAN/Ethernet x 1 -RJ11 x 1, USB3.0 x 2, HDMI x 1 , VGA x 1 | A161.A190 |  |  |  |  | 1
[5 empty] | A162.A07 | -RJ45 100Mbps LAN/Ethernet x 1 -RJ11 x 1, USB3.0 x 2, HDMI x 1 , VGA x 1 | A161.A190 |  |  |  |  | 1
3-量產 |  |  | R |  | A116.A | SE-L Lighting | A161-A21
5-報價 |  |  |  |  | A162.A23 | SE-L11 LED Low Noise Flood Lighting -Power consumption: 50W | A161.A210
[5 empty] | A162.A23 | SE-L12 LED Low Noise Flood Lighting -Power consumption: 100W | A161.A211
[6 empty] | SE-L23 LED Low Noise Flood Lighting -Power consumption: 150W -LED light with lift/lowering system | A161.A212
|  |  | R |  | A161.A.PONN | Connect Panel set | A161.A27
[6 empty] | Access Panel Set -Install on the side wall -AP1(CR):Nx2 ,SMAx2, BNCx2, 2" waveguide x1 | A161.A271
3-量產 |  |  | R |  | A211.R | SE-V CCTV System | A161.A29
5-報價 | [5 empty] | SE-V12 CCTV System -2.688 x 1.520 @ 30 fps -2.8 - 12 mm motor zoom lens -24" Monitor included | A161.A290 | [5 empty] | 30 | 15 | [8 empty] | ABUS Network Outdoor IR CCTV Camera, 2688 x 1520 pixels Resolution, IP67 | [14 empty] | #DIVIDE BY ZERO | #DIVIDE BY ZERO
3-量產 | [5 empty] | SE-V22 Low Noise CCTV System -2.688 x 1.520 @ 30 fps -2.8 - 12 mm motor zoom lens -24" Monitor included | A161.A291 | [5 empty] | 100 | 50 | [8 empty] | ABUS Network Outdoor IR CCTV Camera, 2688 x 1520 pixels Resolution, IP67 | [14 empty] | #DIVIDE BY ZERO | #DIVIDE BY ZERO
3-量產 | [5 empty] | SE-V32 Immunity CCTV System -2.688 x 1.520 @ 30 fps -2.8 - 12 mm motor zoom lens -24" Monitor included | A161.A292 | [5 empty] | 200 | 100 | [8 empty] | ABUS Network Outdoor IR CCTV Camera, 2688 x 1520 pixels Resolution, IP67 | [14 empty] | #DIVIDE BY ZERO | #DIVIDE BY ZERO
3-量產 |  |  | R |  | A211.R | Working desk | A161.A28
3-量產 | [5 empty] | Working desk -Wood made working desk with 1 layer storage -Size：1600(L)*800(W)*750 (H) mm, 450(D)*550(H)mm | A161.A280 | [5 empty] | 30 | 15 | [8 empty] | ABUS Network Outdoor IR CCTV Camera, 2688 x 1520 pixels Resolution, IP67 | [14 empty] | #DIVIDE BY ZERO | #DIVIDE BY ZERO
3-量產 | [5 empty] | Working desk -Wood made working desk with 1 layer storage -Size：2000(L)*800(W)*750 (H) mm, 450(D)*550(H)mm | A161.A281 | [5 empty] | 100 | 50 | [8 empty] | ABUS Network Outdoor IR CCTV Camera, 2688 x 1520 pixels Resolution, IP67 | [14 empty] | #DIVIDE BY ZERO | #DIVIDE BY ZERO
3-量產 |  |  | R |  | A161.A.PONN | Power Distribution Design and construction | A161.A39
5-報價 |  |  |  |  | A161.A.PONN | Power Distribution Design and construction | A161.A390
|  | 0 | F |  | A161.PONN | E1 Testing Setup | A161.D.PONN | 2 | [17 empty] | #DIVIDE BY ZERO |  | 0 | #DIVIDE BY ZERO | #UNPARSEABLE | #BLOCKED |  | 0 | #DIVIDE BY ZERO | 0 | 0 | 0 | #DIVIDE BY ZERO | #DIVIDE BY ZERO
|  | 1 |  |  | A161.PONN | E1 Controller & Miscellaneous | A161.M.PONN | 2 | [17 empty] | #DIVIDE BY ZERO |  | 0 | #DIVIDE BY ZERO | #UNPARSEABLE | #BLOCKED |  | 0 | #DIVIDE BY ZERO | 0 | 0 | 0 | #DIVIDE BY ZERO | #DIVIDE BY ZERO
|  | 1 | R |  | #UNPARSEABLE | AE-C1 Desktop IPC Controller | A161.M01 | [18 empty] | #DIVIDE BY ZERO |  | 0 | #DIVIDE BY ZERO | #UNPARSEABLE | #BLOCKED |  | 0 | #DIVIDE BY ZERO | 0 | 0 | 0 | #DIVIDE BY ZERO | #DIVIDE BY ZERO
|  | 0 | A |  | #UNPARSEABLE | AE-C11 Desktop IPC Controller & OS -CPU: Intel Core i5 Processor -OS: Windows 10 Enterprise 64 bit -Hard Drive 500GB RAM: 8Gb -Microsoft Excel -24" Monitor -Microsoft mouse + keyboard | A161.M010 |  | 安普新 |  |  |  | 60 | 45 | [9 empty] | 45 | 60 | 100% |  | -45 | #DIVIDE BY ZERO | #UNPARSEABLE | #BLOCKED |  | -1.5 | #DIVIDE BY ZERO | 0 | 0 | 0 | #DIVIDE BY ZERO | #DIVIDE BY ZERO
|  | 0 | F |  | A161.PONN | E1 Acceptance | A161.V.PONN | 2 | [17 empty] | #DIVIDE BY ZERO |  | 0 | #DIVIDE BY ZERO | #UNPARSEABLE | #BLOCKED |  | 0 | #DIVIDE BY ZERO | 0 | 0 | 0 | #DIVIDE BY ZERO | #DIVIDE BY ZERO
|  |  | R |  | A163.V.PON | Hardware item check | A161.V01
5-報價 |  |  |  |  | A163.V01 | Hardware item check -E1 Shielding room hardware check | A161.V010
3-量產 |  |  | R |  | A163.V.PON | Shielding Effective | A161.V11
3-量產 |  |  |  |  | #UNPARSEABLE | Shielding Effective -Frequency: 30M - 18GHz -Isolation requirement: >100dB -Test 8 positions on chamber -Test Frequency: 30M/100M/1G/2.4G/5G/7G/18G -To operate the testing by Atenlab -According EN50147-1 standard | A161.V050
5-報價 |  |  |  |  | #UNPARSEABLE | Shielding Effective -Frequency: 30M - 18GHz -Isolation requirement: >100dB -Test 8 positions on chamber -Test Frequency: 30M/100M/1G/2.4G/5G/7G/18G -To operate the testing by 3rd party -According EN50147-1 standard | A161.V051
5-報價 |  |  |  |  | #UNPARSEABLE | Shielding Effective -Frequency: 700M - 6GHz -Isolation requirement: >100dB -Test 8 positions on chamber -Test Frequency: 700M/1G/3G/6G -To operate the testing by Atenlab -According EN50147-1 standard | A161.V052
3-量產 |  | 2 | F |  | A161.PONN | E1 Shielding system warranty | A161.W.PON | 2 | [17 empty] | #DIVIDE BY ZERO |  | 0 | #DIVIDE BY ZERO | #UNPARSEABLE | #BLOCKED |  | 0 | #DIVIDE BY ZERO | 0 | 0 | 0 | #DIVIDE BY ZERO | #DIVIDE BY ZERO
|  | 2 | N |  | A163.W.PON | E1 Shielding system warranty | A161.W01 |  | 免費 | [16 empty] | #DIVIDE BY ZERO |  | 0 | #DIVIDE BY ZERO | #UNPARSEABLE | #BLOCKED |  | 0 | #DIVIDE BY ZERO | 0 | 0 | 0 | #DIVIDE BY ZERO | #DIVIDE BY ZERO
5-報價 |  | 0 |  |  | A163.W.PON | E1 Shielding system 2 years warranty (Standard) -Software upgrade -Hardware coverage in case of natural damage | A161.W010 | [18 empty] | #DIVIDE BY ZERO |  | 0 | #DIVIDE BY ZERO | #UNPARSEABLE | #BLOCKED |  | 0 | #DIVIDE BY ZERO | 0 | 0 | 0 | #DIVIDE BY ZERO | #DIVIDE BY ZERO
|  | 0 | N |  | A163.W.PON | E1 Shielding system 1 years warranty (Standard) -Software upgrade -Hardware coverage in case of natural damage | A161.W011 |  | 免費 | [16 empty] | #DIVIDE BY ZERO |  | 0 | #DIVIDE BY ZERO | #UNPARSEABLE | #BLOCKED |  | 0 | #DIVIDE BY ZERO | 0 | 0 | 0 | #DIVIDE BY ZERO | #DIVIDE BY ZERO
|  | 2 | R/M |  | A163.W.PON | E1 Shielding system warranty extension | A165.W05 |  | 依照系統售價 | [16 empty] | #DIVIDE BY ZERO |  | 0 | #DIVIDE BY ZERO | #UNPARSEABLE | #BLOCKED |  | 0 | #DIVIDE BY ZERO | 0 | 0 | 0 | #DIVIDE BY ZERO | #DIVIDE BY ZERO
|  | 0 | A |  | #UNPARSEABLE | E1 Shielding system 1 years warranty extension -Software upgrade -Hardware coverage in case of natural damage | A165.W051 |  | 依照系統售價之15% | [16 empty] | #DIVIDE BY ZERO |  | 0 | #DIVIDE BY ZERO | #UNPARSEABLE | #BLOCKED |  | 0 | #DIVIDE BY ZERO | 0 | 0 | 0 | #DIVIDE BY ZERO | #DIVIDE BY ZERO
5-報價 |  | 0 | A |  | #UNPARSEABLE | E1 Shielding system 2 years warranty extension -Software upgrade -Hardware coverage in case of natural damage | A165.W052 |  | 依照系統售價之15% | [16 empty] | #DIVIDE BY ZERO |  | 0 | #DIVIDE BY ZERO | #UNPARSEABLE | #BLOCKED |  | 0 | #DIVIDE BY ZERO | 0 | 0 | 0 | #DIVIDE BY ZERO | #DIVIDE BY ZERO
5-報價 |  | 2 | F |  | A116.PONN | E1 System Warranty | A116.W | 2 | [5 empty] | 200 | [9 empty] | 200 |  | #DIVIDE BY ZERO |  | -200 | #DIVIDE BY ZERO | #UNPARSEABLE | #BLOCKED |  | -6.6667 | #DIVIDE BY ZERO | 0 | 0 | 0 | #DIVIDE BY ZERO | #DIVIDE BY ZERO
5-報價 |  | 2 | N |  | A116.V | E1 System Warranty | A116.W01 |  | 免費 | [16 empty] | #DIVIDE BY ZERO |  | 0 | #DIVIDE BY ZERO | #UNPARSEABLE | #BLOCKED |  | 0 | #DIVIDE BY ZERO | 0 | 0 | 0 | #DIVIDE BY ZERO | #DIVIDE BY ZERO
5-報價 |  | 0 | A |  | A116.W05 | E1 System 2 years warranty (Standard) -SE-R14 Shielding room 10 years -SE-D21 Auto-latching Shielding swing door 2 years -AB-X2 Absorber 10 years -Hardware coverage in case of natural damage | A116.W011 | 3 |  |  |  | 1 | 0 | 0 | 0 | [8 empty] | 0 | 0 | #DIVIDE BY ZERO |  | 0 | #DIVIDE BY ZERO | #UNPARSEABLE | #BLOCKED |  | 0 | #DIVIDE BY ZERO | 0 | 0 | 0 | #DIVIDE BY ZERO | #DIVIDE BY ZERO
3-量產 |  | 0 | A |  | A116.W05 | E1 System 1 years warranty -Software upgrade -Hardware coverage in case of natural damage | A116.W011 | 3 |  |  |  | 1 | 0 | 0 | 0 | [8 empty] | 0 | 0 | #DIVIDE BY ZERO |  | 0 | #DIVIDE BY ZERO | #UNPARSEABLE | #BLOCKED |  | 0 | #DIVIDE BY ZERO | 0 | 0 | 0 | #DIVIDE BY ZERO | #DIVIDE BY ZERO
3-量產 |  | 5 | R/M |  | A116.V | A6 System Warranty Extension | A116.W05 | [18 empty] | #DIVIDE BY ZERO |  | 0 | #DIVIDE BY ZERO | #UNPARSEABLE | #BLOCKED |  | 0 | #DIVIDE BY ZERO | 0 | 0 | 0 | #DIVIDE BY ZERO | #DIVIDE BY ZERO
3-量產 |  | 0 | A |  | A116.W05 | A6 System 1 years warranty extension -Software upgrade -Hardware coverage in case of natural damage | A116.W051 |  |  |  |  | 1 | 300 | 100 | 270 | [8 empty] | 100 | 300 | 100% |  | -100 | #DIVIDE BY ZERO | #UNPARSEABLE | #BLOCKED |  | -3.3333 | #DIVIDE BY ZERO | 0 | 0 | 0 | #DIVIDE BY ZERO | #DIVIDE BY ZERO
3-量產 |  | 0 | A |  | A116.W05 | A6 System 2 years warranty extension -Software upgrade -Hardware coverage in case of natural damage | A116.W052 |  |  |  |  | 1 | 500 | 200 | 450 | [8 empty] | 200 | 500 | 100% |  | -200 | #DIVIDE BY ZERO | #UNPARSEABLE | #BLOCKED |  | -6.6667 | #DIVIDE BY ZERO | 0 | 0 | 0 | #DIVIDE BY ZERO | #DIVIDE BY ZERO
3-量產 |  | 0 | A |  | A116.W05 | A6 System 3 years warranty extension -Software upgrade -Hardware coverage in case of natural damage | A116.W053 |  |  |  |  | 1 | 700 | 300 | 630 | [8 empty] | 300 | 700 | 100% |  | -300 | #DIVIDE BY ZERO | #UNPARSEABLE | #BLOCKED |  | -10 | #DIVIDE BY ZERO | 0 | 0 | 0 | #DIVIDE BY ZERO | #DIVIDE BY ZERO
3-量產 |  | 0 | A |  | A116.W05 | A6 System 4 years warranty extension -Software upgrade -Hardware coverage in case of natural damage | A116.W054 |  |  |  |  | 1 | 900 | 400 | 810 | [8 empty] | 400 | 900 | 100% |  | -400 | #DIVIDE BY ZERO | #UNPARSEABLE | #BLOCKED |  | -13.3333 | #DIVIDE BY ZERO | 0 | 0 | 0 | #DIVIDE BY ZERO | #DIVIDE BY ZERO
3-量產 |  | 0 | A |  | A116.W05 | A6 System 5 years warranty extension -Software upgrade -Hardware coverage in case of natural damage | A116.W055 |  |  |  |  | 1 | 1100 | 500 | 990 | [8 empty] | 500 | 1100 | 100% |  | -500 | #DIVIDE BY ZERO | #UNPARSEABLE | #BLOCKED |  | -16.6667 | #DIVIDE BY ZERO | 0 | 0 | 0 | #DIVIDE BY ZERO | #DIVIDE BY ZERO
1-評估 |  | Y |  |  | A16 | E2 Chamber System | A162.PON |  | 3m 法預測電波暗室(743) |  |  | 0 | 5000 | 2000 | 4000 | 20% | 50% | 0 | 0 | #DIVIDE BY ZERO | 0% | 0% |  | 2000 | 5000 | -25900% | 1300000 | 1298000 | 99.85% | #UNPARSEABLE | #BLOCKED | 60000 | 59933.3333 | 99.89%
|  | 8 | F |  | A162.PON | E2 3m Pretest Anechoic Chamber (SAC) | A162.A.PON | [18 empty] | #DIVIDE BY ZERO |  | 0 | #DIVIDE BY ZERO | #UNPARSEABLE | #BLOCKED |  | 0 | #DIVIDE BY ZERO | 0 | 0 | 0 | #DIVIDE BY ZERO | #DIVIDE BY ZERO
3-量產 |  | 4 | R |  | A162.A.PON | SE-R3 EMC Shielding Room | A162.A01 | [18 empty] | #DIVIDE BY ZERO |  | 0 | #DIVIDE BY ZERO | #UNPARSEABLE | #BLOCKED |  | 0 | #DIVIDE BY ZERO | 0 | 0 | 0 | #DIVIDE BY ZERO | #DIVIDE BY ZERO
|  | 0 | A1 |  | A162.A01 | Shielding enclosure(Standard) | A162.A010 | [18 empty] | #DIVIDE BY ZERO |  | 0 | #DIVIDE BY ZERO | #UNPARSEABLE | #BLOCKED |  | 0 | #DIVIDE BY ZERO | 0 | 0 | 0 | #DIVIDE BY ZERO | #DIVIDE BY ZERO
3-量產 |  | 0 | A |  | A162.A01 | SE-R33 Shielding Room(E2-744) -Outside Dimension: L7.2 x W4.1 x H4.2m +/-5cm -Inside Dimension: L6.9 x W3.9 x H3.9m +/-5cm -Shielding effective: 30M - 18GHz > 100dB -Modular steel pan type by 2mm galvanized steel sheet -7x7cm steel pillar for self support structure -Painted on visual panel | A162.A011 |  | Q21111安普新 |  |  |  | 1400 | 1000 |  |  | 0% | [5 empty] | 安普新 | 1000 | 1400 | 100% |  | -1000 | #DIVIDE BY ZERO | #UNPARSEABLE | #BLOCKED |  | -33.3333 | #DIVIDE BY ZERO | 0 | 0 | 0 | #DIVIDE BY ZERO | #DIVIDE BY ZERO
|  | 0 | A |  | A162.A01 | SE-R34 Shielding Room(E2- 743) -Outside Dimension: L7.1 x W4.1 x H3.2m +/-5cm -Inside Dimension: L6.9 x W3.9 x H3.0m +/-5cm -Shielding effective: 30M - 18GHz > 100dB -Modular steel pan type by 2mm galvanized steel sheet -7x7cm steal pillar for self support structure -Painted on visual panel -Power Layout and construction included | A162.A012 | [18 empty] | #DIVIDE BY ZERO |  | 0 | #DIVIDE BY ZERO | #UNPARSEABLE | #BLOCKED |  | 0 | #DIVIDE BY ZERO | 0 | 0 | 0 | #DIVIDE BY ZERO | #DIVIDE BY ZERO
5-報價 |  | 0 | A |  | A162.A01 | SE-R34 Shielding Room(E2- 753) -Outside Dimension: L7.0 x W5.0 x H3.0m +/-5cm -Shielding effective: 30M - 18GHz > 100dB -Modular steel pan type by 2mm galvanized steel sheet -7x7cm steal pillar for self support structure -Painted on visual panel -Power Layout and construction included | A162.A013 | [18 empty] | #DIVIDE BY ZERO |  | 0 | #DIVIDE BY ZERO | #UNPARSEABLE | #BLOCKED |  | 0 | #DIVIDE BY ZERO | 0 | 0 | 0 | #DIVIDE BY ZERO | #DIVIDE BY ZERO
|  | 3 | R |  | A162.A.PON | SE-P Raised floor | A162.A03 | [18 empty] | #DIVIDE BY ZERO |  | 0 | #DIVIDE BY ZERO | #UNPARSEABLE | #BLOCKED |  | 0 | #DIVIDE BY ZERO | 0 | 0 | 0 | #DIVIDE BY ZERO | #DIVIDE BY ZERO
3-量產 |  | 0 | A1 |  | A162.A03 | SE-P13 Standard Raised Floor(Standard) -Raised Floor: H0.3m -Max. Loading: 300kg/m2 -Metal support with 2.0mm Galvanized steel -PVC flooring tiles | A162.A030 | [18 empty] | #DIVIDE BY ZERO |  | 0 | #DIVIDE BY ZERO | #UNPARSEABLE | #BLOCKED |  | 0 | #DIVIDE BY ZERO | 0 | 0 | 0 | #DIVIDE BY ZERO | #DIVIDE BY ZERO
|  | 0 | A |  | A162.A03 | SE-P1 Standard Raised Floor -Raised Floor: H0.3m -Max. Loading: 300kg/m2 -Metal support with 2.0mm Galvanized steel -PVC flooring tiles | A162.A031 | [5 empty] | 14 | 100 | [8 empty] | 安普新 | 100 | 14 | 100% |  | -100 | #DIVIDE BY ZERO | #UNPARSEABLE | #BLOCKED |  | -3.3333 | #DIVIDE BY ZERO | 0 | 0 | 0 | #DIVIDE BY ZERO | #DIVIDE BY ZERO
|  | 0 | A |  | A162.A03 | Raised floor | A162.A032 | [18 empty] | #DIVIDE BY ZERO |  | 0 | #DIVIDE BY ZERO | #UNPARSEABLE | #BLOCKED |  | 0 | #DIVIDE BY ZERO | 0 | 0 | 0 | #DIVIDE BY ZERO | #DIVIDE BY ZERO
3-量產 |  | 4 | R |  | A162.A.PON | SE-D3 Shielding Swing Door | A162.A05 | [18 empty] | #DIVIDE BY ZERO |  | 0 | #DIVIDE BY ZERO | #UNPARSEABLE | #BLOCKED |  | 0 | #DIVIDE BY ZERO | 0 | 0 | 0 | #DIVIDE BY ZERO | #DIVIDE BY ZERO
5-報價 |  | 0 |  |  | A162.A05 | SE-D32 EMC Shielding Swing Door(Standard) -Dimension W1.2 x H2.1m -Blade contact auto-latching -Shielding effective: 30M - 18GHz > 100dB -Manual operation for emergency | A162.A050 |  | 21111安普新 |  |  |  | 140 | 100 | [8 empty] | 安普新 | 100 | 140 | 100% |  | -100 | #DIVIDE BY ZERO | #UNPARSEABLE | #BLOCKED |  | -3.3333 | #DIVIDE BY ZERO | 0 | 0 | 0 | #DIVIDE BY ZERO | #DIVIDE BY ZERO
|  | 0 |  |  | A162.A05 | SE-D31 EMC Shielding Swing Door -Dimension W1.0 x H2.1m -Blade contact auto-latching -Shielding effective: 30M - 18GHz > 100dB -Manual operation for emergency | A162.A051 | [18 empty] | #DIVIDE BY ZERO |  | 0 | #DIVIDE BY ZERO | #UNPARSEABLE | #BLOCKED |  | 0 | #DIVIDE BY ZERO | 0 | 0 | 0 | #DIVIDE BY ZERO | #DIVIDE BY ZERO
|  | 0 |  |  | A162.A05 | SE-D32 EMC Shielding Swing Door -Dimension W1.2 x H2.1m -Blade contact auto-latching -Shielding effective: 30M - 18GHz > 100dB -Manual operation for emergency | A162.A052 | [18 empty] | #DIVIDE BY ZERO |  | 0 | #DIVIDE BY ZERO | #UNPARSEABLE | #BLOCKED |  | 0 | #DIVIDE BY ZERO | 0 | 0 | 0 | #DIVIDE BY ZERO | #DIVIDE BY ZERO
|  | 0 |  |  | A162.A05 | SE-D33 EMC Shielding Swing Door -Dimension W1.5 x H2.1m -Blade contact auto-latching -Shielding effective: 30M - 18GHz > 100dB -Manual operation for emergency | A162.A053 | [18 empty] | #DIVIDE BY ZERO |  | 0 | #DIVIDE BY ZERO | #UNPARSEABLE | #BLOCKED |  | 0 | #DIVIDE BY ZERO | 0 | 0 | 0 | #DIVIDE BY ZERO | #DIVIDE BY ZERO
|  | 1 | R |  | A162.A.PON | Shielding Sliding Door | A162.A06 | [18 empty] | #DIVIDE BY ZERO |  | 0 | #DIVIDE BY ZERO | #UNPARSEABLE | #BLOCKED |  | 0 | #DIVIDE BY ZERO | 0 | 0 | 0 | #DIVIDE BY ZERO | #DIVIDE BY ZERO
|  | 0 |  |  | A162.A06 | Shielding SlidingDoor (Auto-latching) -Dimension: 1.2(W)x2.1(H)m -Blade contact slidng door -The door can be opened from inside by manually operating | A162.A060 | [18 empty] | #DIVIDE BY ZERO |  | 0 | #DIVIDE BY ZERO | #UNPARSEABLE | #BLOCKED |  | 0 | #DIVIDE BY ZERO | 0 | 0 | 0 | #DIVIDE BY ZERO | #DIVIDE BY ZERO
3-量產 |  |  | R |  | A162.A.PON | SE-A1 Access panel | A162.A07
5-報價 |  |  |  |  | A162.A07 | SE-A11 Access panel -Frequency: 30M - 18GHz > 100dB -Dimension: L30 x W30 cm -SMA Jack to Jack x 4 -N Jack to Jack x 4 -BNC Jack to Jack x 2 -2" Waveguide tube for extension cable through, 1 set | A162.A070 |  | 21111安普新
[6 empty] | Access Panel Set -Install on the side wall -AP1(CR): BNCx1, 2" waveguide x2 | A162.A071
|  |  | R |  | A162.A.PON | Connect Panel set | A162.A08
[5 empty] | A162.A08 | Connect Panel Set -Install on the floor -CP1(3m AT):Nx2, SMA x2, VAC 100/220V Socket x 1 -CP2(TT): Nx1, SMA x1 ,RJ11X1 , RJ45 X 1 VAC 100/220V 16A Socket x 1 VAC 5P TB x1 | A162.A270
3-量產 | [5 empty] | Connect Panel Set -Install on the floor -CP1(3m AT):Nx2, SMA x2, VAC 100/220V Socket x 1 -CP2(TT): Nx1, SMA x1 ,RJ11X1 , RJ45 X 1 VAC 100/220V 16A Socket x 1 | A162.A271
|  | 0 | M/R |  | A162.A.PON | SE-F Power Filter | A162.A22 | [18 empty] | #DIVIDE BY ZERO |  | 0 | #DIVIDE BY ZERO | #UNPARSEABLE | #BLOCKED |  | 0 | #DIVIDE BY ZERO | 0 | 0 | 0 | #DIVIDE BY ZERO | #DIVIDE BY ZERO
3-量產 |  |  |  |  | A162.A22 | SE-F1 Power filter -VAC 100-280V -Single phase and 2 wires -Max. Amp: 16A -Insertion loss: 14k - 18GHz 100dB | A162-A130
|  | 0 | M/R |  | A162.A.PON | SE-F2 Signal Filter | A162.A23 | [18 empty] | #DIVIDE BY ZERO |  | 0 | #DIVIDE BY ZERO | #UNPARSEABLE | #BLOCKED |  | 0 | #DIVIDE BY ZERO | 0 | 0 | 0 | #DIVIDE BY ZERO | #DIVIDE BY ZERO
[5 empty] | A162.A23 | Data Filter Set -RJ11x1 -RJ45 10M/100M x 1 | A162.A190
3-量產 |  |  | R |  | A173.A.PON | SE-X Laser Alignment System | A162.A31
3-量產 |  | 0 | A |  | A173.A17 | SE-X31 Laser Alignment System -Independent 3 red laser line -Mounting type: Wall bracket -Horizontal alignment: 1 line -Vertical alignment: 2 line -Power input: DC12V -Max. currency: 1A | A162.A170 |  | Q211111安普新 |  |  | 1 | 10 | [11 empty] | 10 | 100% |  | 0 | #DIVIDE BY ZERO | #UNPARSEABLE | #BLOCKED |  | 0 | #DIVIDE BY ZERO | 0 | 0 | 0 | #DIVIDE BY ZERO | #DIVIDE BY ZERO
3-量產 |  |  | R |  | A116.A | SE-L Lighting | A162.A33
5-報價 |  |  |  |  | A162.A23 | SE-L11 LED Low Noise Flood Lighting -Power consumption: 50W | A162.A330
[5 empty] | A162.A23 | SE-L12 LED Low Noise Flood Lighting -Power consumption: 100W | A162.A331
3-量產 |  |  | R |  | A211.R | SE-V CCTV System | A162.A35
3-量產 | [5 empty] | SE-V12 CCTV System -2.688 x 1.520 @ 30 fps -2.8 - 12 mm motor zoom lens -24" Monitor included | A162.A350 | [5 empty] | 30 | 15 | [8 empty] | ABUS Network Outdoor IR CCTV Camera, 2688 x 1520 pixels Resolution, IP67 | [14 empty] | #DIVIDE BY ZERO | #DIVIDE BY ZERO
3-量產 | [5 empty] | SE-V22 Low Noise CCTV System -2.688 x 1.520 @ 30 fps -2.8 - 12 mm motor zoom lens -24" Monitor included | A162.A291 | [5 empty] | 100 | 50 | [8 empty] | ABUS Network Outdoor IR CCTV Camera, 2688 x 1520 pixels Resolution, IP67 | [14 empty] | #DIVIDE BY ZERO | #DIVIDE BY ZERO
3-量產 | [5 empty] | SE-V32 Immunity CCTV System -2.688 x 1.520 @ 30 fps -2.8 - 12 mm motor zoom lens -24" Monitor included | A162.A292 | [5 empty] | 200 | 100 | [8 empty] | ABUS Network Outdoor IR CCTV Camera, 2688 x 1520 pixels Resolution, IP67 | [14 empty] | #DIVIDE BY ZERO | #DIVIDE BY ZERO
3-量產 |  | 1 | R |  | A162.A.PON | SE-H Shielding Honeycomb Air Vent | A162-A09 | [18 empty] | #DIVIDE BY ZERO |  | 0 | #DIVIDE BY ZERO | #UNPARSEABLE | #BLOCKED |  | 0 | #DIVIDE BY ZERO | 0 | 0 | 0 | #DIVIDE BY ZERO | #DIVIDE BY ZERO
5-報價 |  | 0 |  |  | A162-A09 | SE-H22 Shielding Honeycomb Air Vent (Standard) -Dimension: 0.3 x 0.3m (L/W) -Shielding effective: 30M - 18GHz > 100dB | A162.A090 |  |  |  |  | 4 | [13 empty] | #DIVIDE BY ZERO |  | 0 | #DIVIDE BY ZERO | #UNPARSEABLE | #BLOCKED |  | 0 | #DIVIDE BY ZERO | 0 | 0 | 0 | #DIVIDE BY ZERO | #DIVIDE BY ZERO
3-量產 |  |  | R |  | A162.A.PON | AB-RP EPP Absorber Set | A162.A11
3-量產 |  | 0 | A1 |  | A162.A111 | AB-RP EPP Pyramidal Absorber Set(744) -Material: Expandable Polypropylene -Frequency: 0.4M - 18GHz -Dimension: L30.0 x W30.0 x H30.0cm -Installation method: By hung module -White cap cover on absorbers -RoHS & REACH Compliant | A162.A111 | [18 empty] | #DIVIDE BY ZERO |  | 0 | #DIVIDE BY ZERO | #UNPARSEABLE | #BLOCKED |  | 0 | #DIVIDE BY ZERO | 0 | 0 | 0 | #DIVIDE BY ZERO | #DIVIDE BY ZERO
|  | 0 | A |  | A162.A111 | RF Pyramidal Absorber EPP -Pyramidal absorber | A162.A111 | [18 empty] | #DIVIDE BY ZERO |  | 0 | #DIVIDE BY ZERO | #UNPARSEABLE | #BLOCKED |  | 0 | #DIVIDE BY ZERO | 0 | 0 | 0 | #DIVIDE BY ZERO | #DIVIDE BY ZERO
|  | 0 | A |  | A162.A111 | Absorber | A162.A112 | [18 empty] | #DIVIDE BY ZERO |  | 0 | #DIVIDE BY ZERO | #UNPARSEABLE | #BLOCKED |  | 0 | #DIVIDE BY ZERO | 0 | 0 | 0 | #DIVIDE BY ZERO | #DIVIDE BY ZERO
5-報價 |  | 0 |  |  | A162.A111 | AB-RP EPP Pyramidal Absorber Set(E2-753) -Material: Expandable Polypropylene -Frequency: 0.4M - 18GHz -Dimension: L30.0 x W30.0 x H30.0cm -Installation method: By hung module -White cap cover on absorbers -RoHS & REACH Compliant | A162.A113 | [18 empty] | #DIVIDE BY ZERO |  | 0 | #DIVIDE BY ZERO | #UNPARSEABLE | #BLOCKED |  | 0 | #DIVIDE BY ZERO | 0 | 0 | 0 | #DIVIDE BY ZERO | #DIVIDE BY ZERO
3-量產 |  |  | R |  | A162.A.PON | AB-F1 Ferrite Tiles Set | A162.A12
3-量產 |  | 0 | A1 |  | A162.A12 | AB-F12 Ferrite Absorber (Standard) -Material: Expandable Polypropylene -Frequency: 30M - 1GHz -Dimension: L10.0 x W10.0 x H6.7mm -Installation method: By Screw -Layout follow drawing design for site performance -White cap cover on absorbers | A162.A120 | [18 empty] | #DIVIDE BY ZERO |  | 0 | #DIVIDE BY ZERO | #UNPARSEABLE | #BLOCKED |  | 0 | #DIVIDE BY ZERO | 0 | 0 | 0 | #DIVIDE BY ZERO | #DIVIDE BY ZERO
5-報價 |  | 0 |  |  | A162.A12 | AB-F12 Ferrite Absorber (E2-753) -Material: Expandable Polypropylene -Frequency: 30M - 1GHz -Dimension: L10.0 x W10.0 x H6.7mm -Installation method: By Screw -Layout follow drawing design for site performance -White cap cover on absorbers | A162.A123 | [18 empty] | #DIVIDE BY ZERO |  | 0 | #DIVIDE BY ZERO | #UNPARSEABLE | #BLOCKED |  | 0 | #DIVIDE BY ZERO | 0 | 0 | 0 | #DIVIDE BY ZERO | #DIVIDE BY ZERO
3-量產 |  | 0 | M/R |  | A162.A.PON | SE-F Power & Signal filter Set | A162.A21 | [18 empty] | #DIVIDE BY ZERO |  | 0 | #DIVIDE BY ZERO | #UNPARSEABLE | #BLOCKED |  | 0 | #DIVIDE BY ZERO | 0 | 0 | 0 | #DIVIDE BY ZERO | #DIVIDE BY ZERO
5-報價 |  |  |  |  | A162.A21 | SE-F Filter Set(Standard) -SE-F32 3P4W 200 -380 VAC/16 A x 1 (EUT) -SE-F13 1P2W 100 -280 VAC/30 A x 1(EUT) -SE-F13 1P2W 100 -280 VAC/30 A x 1(LED/Equipment) -SE-F21 RJ11 x 1 -SE-F22 RJ45 100Mbps x 1 | A162.A210 |  | 21111安普新
[6 empty] | RF Power Filter Set -Single phase(1P2W)110-220 VAC/30 A x 1(EUT) -Single phase(1P2W) 110-220 VAC/16 A x 1(System Equipment) -Single phase(1P2W) 220 VAC/16 A x 1(LED/Equipment) | A162.A211
|  | 9 | F |  | A162.PON | E2 Control room Concatenation | A162.C.PON | [18 empty] | #DIVIDE BY ZERO |  | 0 | #DIVIDE BY ZERO | #UNPARSEABLE | #BLOCKED |  | 0 | #DIVIDE BY ZERO | 0 | 0 | 0 | #DIVIDE BY ZERO | #DIVIDE BY ZERO
|  | 2 | R |  | A163.C.PON | Shielding Enclosure | A162.C01 | [18 empty] | #DIVIDE BY ZERO |  | 0 | #DIVIDE BY ZERO | #UNPARSEABLE | #BLOCKED |  | 0 | #DIVIDE BY ZERO | 0 | 0 | 0 | #DIVIDE BY ZERO | #DIVIDE BY ZERO
3-量產 |  | 0 | A |  | A160.A01 | SE-R33 Shielding Room(533) -Outside Dimension: L5.2 x W2.8 x H2.9m +/-5cm -Shielding effective: 30M - 18GHz > 100dB -Modular steel pan type by 2mm galvanized steel sheet -Painted on visual panel | A160.C011 | [18 empty] | #DIVIDE BY ZERO |  | 0 | #DIVIDE BY ZERO | #UNPARSEABLE | #BLOCKED |  | 0 | #DIVIDE BY ZERO | 0 | 0 | 0 | #DIVIDE BY ZERO | #DIVIDE BY ZERO
|  | 0 | A |  | A160.A01 | Shielding enclosure(5.2x2.8x2.9) | A160.A012 | [18 empty] | #DIVIDE BY ZERO |  | 0 | #DIVIDE BY ZERO | #UNPARSEABLE | #BLOCKED |  | 0 | #DIVIDE BY ZERO | 0 | 0 | 0 | #DIVIDE BY ZERO | #DIVIDE BY ZERO
|  | 0 | R |  | A163.C.PON | Raised floor | A162.C03 | [18 empty] | #DIVIDE BY ZERO |  | 0 | #DIVIDE BY ZERO | #UNPARSEABLE | #BLOCKED |  | 0 | #DIVIDE BY ZERO | 0 | 0 | 0 | #DIVIDE BY ZERO | #DIVIDE BY ZERO
|  | 1 | R |  | A163.C.PON | SE-D3 Shielding Swing Door | A162.C05 | [18 empty] | #DIVIDE BY ZERO |  | 0 | #DIVIDE BY ZERO | #UNPARSEABLE | #BLOCKED |  | 0 | #DIVIDE BY ZERO | 0 | 0 | 0 | #DIVIDE BY ZERO | #DIVIDE BY ZERO
5-報價 |  | 0 |  |  | A162.A05 | SE-D21 Flat Shielding Swing Door(Standard) -Dimension W1.0 x H2.0m -Blade contact auto-latching -Shielding effective: 30M - 18GHz > 100dB -Manual operation for emergency | A163.A050 |  | 21111安普新 |  |  |  | 140 | 100 | [8 empty] | 安普新 | 100 | 140 | 100% |  | -100 | #DIVIDE BY ZERO | #UNPARSEABLE | #BLOCKED |  | -3.3333 | #DIVIDE BY ZERO | 0 | 0 | 0 | #DIVIDE BY ZERO | #DIVIDE BY ZERO
|  | 0 | R |  | A163.C.PON | Shielding Sliding Door | A162.C07 | [18 empty] | #DIVIDE BY ZERO |  | 0 | #DIVIDE BY ZERO | #UNPARSEABLE | #BLOCKED |  | 0 | #DIVIDE BY ZERO | 0 | 0 | 0 | #DIVIDE BY ZERO | #DIVIDE BY ZERO
|  | 1 | R |  | A163.C.PON | SE-H Shielding Honeycomb Air Vent | A162-C09 | [18 empty] | #DIVIDE BY ZERO |  | 0 | #DIVIDE BY ZERO | #UNPARSEABLE | #BLOCKED |  | 0 | #DIVIDE BY ZERO | 0 | 0 | 0 | #DIVIDE BY ZERO | #DIVIDE BY ZERO
5-報價 |  | 0 |  |  | A162-A09 | SE-H22 Shielding Honeycomb Air Vent (Standard) -Dimension: 0.3 x 0.3m (L/W) -Shielding effective: 30M - 18GHz > 100dB | A162.A090 |  |  |  |  | 4 | [13 empty] | #DIVIDE BY ZERO |  | 0 | #DIVIDE BY ZERO | #UNPARSEABLE | #BLOCKED |  | 0 | #DIVIDE BY ZERO | 0 | 0 | 0 | #DIVIDE BY ZERO | #DIVIDE BY ZERO
|  |  | R |  | A163.C.PON | RF Pyramidal Absorber | A165.C11
|  |  | R |  | A163.C.PON | Ferrite Absorber | A165.C12
3-量產 |  | 0 | M/R |  | A162.A.PON | SE-F Power & Signal filter Set | A162.C21 | [18 empty] | #DIVIDE BY ZERO |  | 0 | #DIVIDE BY ZERO | #UNPARSEABLE | #BLOCKED |  | 0 | #DIVIDE BY ZERO | 0 | 0 | 0 | #DIVIDE BY ZERO | #DIVIDE BY ZERO
5-報價 |  |  |  |  | A162.A21 | SE-F Filter Set(Standard) -SE-F13 1P2W 100 -280 VAC/30 A x 1(EUT) -SE-F13 1P2W 100 -280 VAC/30 A x 1(LED/Equipment) -SE-F21 RJ11 x 1 -SE-F22 RJ45 100Mbps x 1 | A162.C210 |  | 21111安普新
|  | 0 | M/R |  | A163.C.PON | Power Filter | A165.C13 | [18 empty] | #DIVIDE BY ZERO |  | 0 | #DIVIDE BY ZERO | #UNPARSEABLE | #BLOCKED |  | 0 | #DIVIDE BY ZERO | 0 | 0 | 0 | #DIVIDE BY ZERO | #DIVIDE BY ZERO
|  | 0 | M/R |  | A163.C.PON | Power filter set | A165.C15 | [18 empty] | #DIVIDE BY ZERO |  | 0 | #DIVIDE BY ZERO | #UNPARSEABLE | #BLOCKED |  | 0 | #DIVIDE BY ZERO | 0 | 0 | 0 | #DIVIDE BY ZERO | #DIVIDE BY ZERO
|  | 0 | M/R |  | A163.C.PON | Signal filter set | A165.C17 | [18 empty] | #DIVIDE BY ZERO |  | 0 | #DIVIDE BY ZERO | #UNPARSEABLE | #BLOCKED |  | 0 | #DIVIDE BY ZERO | 0 | 0 | 0 | #DIVIDE BY ZERO | #DIVIDE BY ZERO
|  |  | R |  | A163.C.PON | Lighting | A165.C21
|  |  | R |  | A163.C.PON | Access panal set | A165.C25
|  |  | R |  | A163.C.PON | Connect Panel set | A165.C27
|  |  | R |  | A163.C.PON | CCTV | A165.C29
|  | 8 | F |  | A162.PON | E2Amp room Concatenation | A162.D.PON | [18 empty] | #DIVIDE BY ZERO |  | 0 | #DIVIDE BY ZERO | #UNPARSEABLE | #BLOCKED |  | 0 | #DIVIDE BY ZERO | 0 | 0 | 0 | #DIVIDE BY ZERO | #DIVIDE BY ZERO
|  | 3 | R |  | A163.D.PON | Shielding Enclosure | A165.D01 | [18 empty] | #DIVIDE BY ZERO |  | 0 | #DIVIDE BY ZERO | #UNPARSEABLE | #BLOCKED |  | 0 | #DIVIDE BY ZERO | 0 | 0 | 0 | #DIVIDE BY ZERO | #DIVIDE BY ZERO
|  | 0 | A1 |  | A160.A01 | Shielding enclosure(Standard) | A160.A010 | [18 empty] | #DIVIDE BY ZERO |  | 0 | #DIVIDE BY ZERO | #UNPARSEABLE | #BLOCKED |  | 0 | #DIVIDE BY ZERO | 0 | 0 | 0 | #DIVIDE BY ZERO | #DIVIDE BY ZERO
|  | 0 | A |  | A160.A01 | Shielding enclosure(19/11/8) -Panel outside Dimension: L19.0 x W11.0 x H8.6m -Modular steel pan type shielded enclosure by 2mm galvanized steel sheet -Painted on visual panel -Self support structure cover shielding enclosure -Power Layout and construction included | A160.A011 | [18 empty] | #DIVIDE BY ZERO |  | 0 | #DIVIDE BY ZERO | #UNPARSEABLE | #BLOCKED |  | 0 | #DIVIDE BY ZERO | 0 | 0 | 0 | #DIVIDE BY ZERO | #DIVIDE BY ZERO
|  | 0 | A |  | A160.A01 | Shielding enclosure(5.2x2.8x2.9) | A160.A012 | [18 empty] | #DIVIDE BY ZERO |  | 0 | #DIVIDE BY ZERO | #UNPARSEABLE | #BLOCKED |  | 0 | #DIVIDE BY ZERO | 0 | 0 | 0 | #DIVIDE BY ZERO | #DIVIDE BY ZERO
|  | 0 | R |  | A163.D.PON | Raised floor | A165.D03 | [18 empty] | #DIVIDE BY ZERO |  | 0 | #DIVIDE BY ZERO | #UNPARSEABLE | #BLOCKED |  | 0 | #DIVIDE BY ZERO | 0 | 0 | 0 | #DIVIDE BY ZERO | #DIVIDE BY ZERO
|  | 0 | R |  | A163.D.PON | Shielding Swing Door | A165.D05 | [18 empty] | #DIVIDE BY ZERO |  | 0 | #DIVIDE BY ZERO | #UNPARSEABLE | #BLOCKED |  | 0 | #DIVIDE BY ZERO | 0 | 0 | 0 | #DIVIDE BY ZERO | #DIVIDE BY ZERO
|  | 0 | R |  | A163.D.PON | Shielding Sliding Door | A165.D07 | [18 empty] | #DIVIDE BY ZERO |  | 0 | #DIVIDE BY ZERO | #UNPARSEABLE | #BLOCKED |  | 0 | #DIVIDE BY ZERO | 0 | 0 | 0 | #DIVIDE BY ZERO | #DIVIDE BY ZERO
|  | 0 | R |  | A163.D.PON | Air vent | A165-D09 | [18 empty] | #DIVIDE BY ZERO |  | 0 | #DIVIDE BY ZERO | #UNPARSEABLE | #BLOCKED |  | 0 | #DIVIDE BY ZERO | 0 | 0 | 0 | #DIVIDE BY ZERO | #DIVIDE BY ZERO
|  |  | R |  | A163.D.PON | RF Pyramidal Absorber | A165.D11
|  |  | R |  | A163.D.PON | Ferrite Absorber | A165.D12
|  | 0 | M/R |  | A163.D.PON | Power Filter | A165.D13 | [18 empty] | #DIVIDE BY ZERO |  | 0 | #DIVIDE BY ZERO | #UNPARSEABLE | #BLOCKED |  | 0 | #DIVIDE BY ZERO | 0 | 0 | 0 | #DIVIDE BY ZERO | #DIVIDE BY ZERO
|  | 0 | M/R |  | A163.D.PON | Power filter set | A165.D15 | [18 empty] | #DIVIDE BY ZERO |  | 0 | #DIVIDE BY ZERO | #UNPARSEABLE | #BLOCKED |  | 0 | #DIVIDE BY ZERO | 0 | 0 | 0 | #DIVIDE BY ZERO | #DIVIDE BY ZERO
|  | 0 | M/R |  | A163.D.PON | Signal filter set | A165.D17 | [18 empty] | #DIVIDE BY ZERO |  | 0 | #DIVIDE BY ZERO | #UNPARSEABLE | #BLOCKED |  | 0 | #DIVIDE BY ZERO | 0 | 0 | 0 | #DIVIDE BY ZERO | #DIVIDE BY ZERO
|  |  | R |  | A163.D.PON | Lighting | A165.D21
|  |  | R |  | A163.D.PON | Access panal set | A165.D25
|  |  | R |  | A163.D.PON | Connect Panel set | A165.D27
|  |  | R |  | A163.D.PON | CCTV | A165.D29
|  | 0 | F |  | A162.PON | E2 Position System | A162.E.PON | [18 empty] | #DIVIDE BY ZERO |  | 0 | #DIVIDE BY ZERO | #UNPARSEABLE | #BLOCKED |  | 0 | #DIVIDE BY ZERO | 0 | 0 | 0 | #DIVIDE BY ZERO | #DIVIDE BY ZERO
3-量產 |  |  | R |  | A163.E.PON | AE-T Turntable&Antenna tower set | A165.E01
3-量產 |  | 0 |  |  | A163.A06 | AE-T13-120 2D Turntable -Turntable Diameter : 1.2m -Max. loading: 140 Kg -Max. speed: 3 RPM -Resolution: 0.1° -Accuracy: 0.2° -Power consumption: 200W -Slip ring for power plug -80 cm low dielectric testing table included -1 -2m scan antenna tower | A162.E011 | [18 empty] | #DIVIDE BY ZERO |  | 0 | #DIVIDE BY ZERO | #UNPARSEABLE | #BLOCKED |  | 0 | #DIVIDE BY ZERO | 0 | 0 | 0 | #DIVIDE BY ZERO | #DIVIDE BY ZERO
|  |  | R |  | A163.E.PON | Antenna Tower | A162.E09
|  | 0 |  |  | A163.A06 | Antenna Tower(1- 4m) -Dimension: H4.2m -Scanning: 1.0 - 4.0m -Max. Loading: 10kg -H/V switching | A162.E090 | [18 empty] | #DIVIDE BY ZERO |  | 0 | #DIVIDE BY ZERO | #UNPARSEABLE | #BLOCKED |  | 0 | #DIVIDE BY ZERO | 0 | 0 | 0 | #DIVIDE BY ZERO | #DIVIDE BY ZERO
|  | 0 |  |  | A163.A06 | Bore-sight Antenna Tower(1- 2m) -Scanning: 1.0 - 2.0m -Max. Loading: 10kg -H/V switching | A162.E091 | [18 empty] | #DIVIDE BY ZERO |  | 0 | #DIVIDE BY ZERO | #UNPARSEABLE | #BLOCKED |  | 0 | #DIVIDE BY ZERO | 0 | 0 | 0 | #DIVIDE BY ZERO | #DIVIDE BY ZERO
|  |  | R |  | A163.E.PON | Controller | A162.E17
|  | 0 |  |  | A163.A06 | Dual Channel Position Controller -Control type: Fiber optical with ST connector | A162.E170 | [18 empty] | #DIVIDE BY ZERO |  | 0 | #DIVIDE BY ZERO | #UNPARSEABLE | #BLOCKED |  | 0 | #DIVIDE BY ZERO | 0 | 0 | 0 | #DIVIDE BY ZERO | #DIVIDE BY ZERO
|  |  | R |  | A163.E.PON | Antenna Tower | A165.E09
|  |  | R |  | A163.E.PON | Controller | A165.E17
3-量產 |  | 1 | F |  | A162.PON | E2 Chamber System Acceptance | A162.V.PON | [18 empty] | #DIVIDE BY ZERO |  | 0 | #DIVIDE BY ZERO | #UNPARSEABLE | #BLOCKED |  | 0 | #DIVIDE BY ZERO | 0 | 0 | 0 | #DIVIDE BY ZERO | #DIVIDE BY ZERO
3-量產 |  |  | R |  | A163.V.PON | Hardware item check | A162.V01
3-量產 |  |  |  |  | A163.V01 | Hardware Item Check -E2 Anechoic Chamber -E2 Positioner system & miscellaneous | A165.V010
3-量產 |  |  | R |  | A163.V.PON | Shielding Effective | A162.V11
3-量產 |  |  |  |  | #UNPARSEABLE | Shielding Effective (Standard) -Frequency: 30M - 18GHz <100dB -Test 8 positions on chamber -Test Frequency: 30M/100M/1G/5G/10G/18GHz -Operate the testing by Atenlab -According EN50147-1 standard | A162.V110
|  | 2 | R |  | A116.V | Path loss | A162.V21 |  | by Measurement Antenna | [16 empty] | #DIVIDE BY ZERO |  | 0 | #DIVIDE BY ZERO | #UNPARSEABLE | #BLOCKED |  | 0 | #DIVIDE BY ZERO | 0 | 0 | 0 | #DIVIDE BY ZERO | #DIVIDE BY ZERO
|  | 0 | A |  | A116.V21 | Measurement Antenna -Freq: 650M - 7.5GHz | A162.V090 |  | 依照系統售價之10% | [16 empty] | #DIVIDE BY ZERO |  | 0 | #DIVIDE BY ZERO | #UNPARSEABLE | #BLOCKED |  | 0 | #DIVIDE BY ZERO | 0 | 0 | 0 | #DIVIDE BY ZERO | #DIVIDE BY ZERO
3-量產 |  | 0 | A |  | A116.V21 | Path Loss Testing -RSE Model -Frequency: 1G - 18GHz -Calibration kit: Site Source | A162.V095 | [5 empty] | 10 | 5 | [9 empty] | 5 | 10 | 100% |  | -5 | #DIVIDE BY ZERO | #UNPARSEABLE | #BLOCKED |  | -0.16667 | #DIVIDE BY ZERO | 0 | 0 | 0 | #DIVIDE BY ZERO | #DIVIDE BY ZERO
3-量產 |  |  | R |  | A163.V.PON | NSA | A162.V51
3-量產 |  |  |  |  | #UNPARSEABLE | NSA test (Non-guarantee) -Frequency: 30M - 1GHz -Testing distance: 3m -Quite Zoon: 1m -According the testing standard CISPR16-1-4 procedure | A162.V510
[6 empty] | NSA test (Non-guarantee) -Frequency: 30M - 1GHz -Testing distance: 3m -Quite Zoon: 1m -According the testing standard CISPR16-1-4 procedure | A162.V511
3-量產 |  |  | R |  | A163.V.PON | Site VSWR | A162.V61
3-量產 |  |  |  |  | #UNPARSEABLE | Site VSWR test (Non-guarantee) -Frequency: 1G - 18GHz -Testing distance: 3m -Quite Zoon: 1m -According the testing standard CISPR16-1-4 procedure | A162.V610
[6 empty] | Site VSWR test (Non-guarantee) -Frequency: 1G - 18GHz -Testing distance: 3m -Quite Zoon: 1m -According the testing standard CISPR16-1-4 procedure | A162.V611
3-量產 |  | 2 | F |  | A162.PON | E2 Warranty | A162.W.PON | [18 empty] | #DIVIDE BY ZERO |  | 0 | #DIVIDE BY ZERO | #UNPARSEABLE | #BLOCKED |  | 0 | #DIVIDE BY ZERO | 0 | 0 | 0 | #DIVIDE BY ZERO | #DIVIDE BY ZERO
3-量產 |  | 2 | N |  | A163.W.PON | E2 Chamber System Warranty | A162.W.010 |  | 免費 | [16 empty] | #DIVIDE BY ZERO |  | 0 | #DIVIDE BY ZERO | #UNPARSEABLE | #BLOCKED |  | 0 | #DIVIDE BY ZERO | 0 | 0 | 0 | #DIVIDE BY ZERO | #DIVIDE BY ZERO
3-量產 |  | 0 | N |  | A163.W.PON | E2 System 2 years warranty -Software upgrade -Hardware coverage in case of natural damage | A162.W.010 |  | 免費 | [16 empty] | #DIVIDE BY ZERO |  | 0 | #DIVIDE BY ZERO | #UNPARSEABLE | #BLOCKED |  | 0 | #DIVIDE BY ZERO | 0 | 0 | 0 | #DIVIDE BY ZERO | #DIVIDE BY ZERO
3-量產 |  | 0 | N |  | A163.W.PON | E2 System 1 years warranty -Software upgrade -Hardware coverage in case of natural damage | A162.W.011 |  | 免費 | [16 empty] | #DIVIDE BY ZERO |  | 0 | #DIVIDE BY ZERO | #UNPARSEABLE | #BLOCKED |  | 0 | #DIVIDE BY ZERO | 0 | 0 | 0 | #DIVIDE BY ZERO | #DIVIDE BY ZERO
3-量產 |  | 4 | R/M |  | A163.W.PON | E2 system extend warranty | A165.W05 |  | 依照系統售價 | [16 empty] | #DIVIDE BY ZERO |  | 0 | #DIVIDE BY ZERO | #UNPARSEABLE | #BLOCKED |  | 0 | #DIVIDE BY ZERO | 0 | 0 | 0 | #DIVIDE BY ZERO | #DIVIDE BY ZERO
3-量產 |  | 0 | A |  | #UNPARSEABLE | E2 System 2 years warranty extension -Software upgrade -Hardware coverage in case of natural damage | A165.W052 |  | 依照系統售價之10% | [16 empty] | #DIVIDE BY ZERO |  | 0 | #DIVIDE BY ZERO | #UNPARSEABLE | #BLOCKED |  | 0 | #DIVIDE BY ZERO | 0 | 0 | 0 | #DIVIDE BY ZERO | #DIVIDE BY ZERO
3-量產 |  | 0 | A |  | #UNPARSEABLE | E2 System 3 years warranty extension -Software upgrade -Hardware coverage in case of natural damage | A165.W053 |  | 依照系統售價之10% | [16 empty] | #DIVIDE BY ZERO |  | 0 | #DIVIDE BY ZERO | #UNPARSEABLE | #BLOCKED |  | 0 | #DIVIDE BY ZERO | 0 | 0 | 0 | #DIVIDE BY ZERO | #DIVIDE BY ZERO
3-量產 |  | 0 | A |  | #UNPARSEABLE | E2 System 4 years warranty extension -Software upgrade -Hardware coverage in case of natural damage | A165.W054 |  | 依照系統售價之15% | [16 empty] | #DIVIDE BY ZERO |  | 0 | #DIVIDE BY ZERO | #UNPARSEABLE | #BLOCKED |  | 0 | #DIVIDE BY ZERO | 0 | 0 | 0 | #DIVIDE BY ZERO | #DIVIDE BY ZERO
3-量產 |  | 0 | A |  | #UNPARSEABLE | E2 System 5 years warranty extension -Software upgrade -Hardware coverage in case of natural damage | A165.W055 |  | 依照系統售價之15% | [16 empty] | #DIVIDE BY ZERO |  | 0 | #DIVIDE BY ZERO | #UNPARSEABLE | #BLOCKED |  | 0 | #DIVIDE BY ZERO | 0 | 0 | 0 | #DIVIDE BY ZERO | #DIVIDE BY ZERO
1-評估 |  | 6 |  |  | A16 | E3 3m Semi Chamber system(SAC)-EMI | A163.PON | 1 | 3m法 半電波暗室(966) |  |  | 0 | 10000 | 6000 | 8000 | 20% | 25% | 0 | 0 | #DIVIDE BY ZERO | 0% | 0% |  | 6000 | 10000 | -23900% | 2400000 | 2394000 | 99.75% | #UNPARSEABLE | #BLOCKED | 90000 | 89800 | 99.78%
3-量產 |  | 7 | F |  | #UNPARSEABLE | E3 3m semi anechoic chamber(SAC) | A163.A.PON | 2 | [5 empty] | 6294 | [9 empty] | 6294 |  | #DIVIDE BY ZERO |  | -6294 | #DIVIDE BY ZERO | #UNPARSEABLE | #BLOCKED |  | -209.8 | #DIVIDE BY ZERO | 0 | 0 | 0 | #DIVIDE BY ZERO | #DIVIDE BY ZERO
3-量產 |  | 3 | R |  | A163.A.PON | SE-R3 EMC Shielding Room | A163.A01 | 2.5 | [5 empty] | 2450 | [9 empty] | 2450 |  | #DIVIDE BY ZERO |  | -2450 | #DIVIDE BY ZERO | #UNPARSEABLE | #BLOCKED |  | -81.6667 | #DIVIDE BY ZERO | 0 | 0 | 0 | #DIVIDE BY ZERO | #DIVIDE BY ZERO
|  | 0 | A1 |  | A163.A01 | SE-R36 Shielding Room(E3-966)(EMI/EMC) -Panel outside Dimension: L9.4 x W6.2 x H6.3m+/-5cm -Shielding effective: 30M - 18GHz > 100dB -Modular steel pan type by 2mm galvanized steel sheet -Steel pillar for self support structure -Painted on visual panel | A163.A010 | 3 |  | A211.R360 |  | 1 |  | 2450 | [8 empty] | Q20446-Cambodia ITC Q20108-Vietnam Viettel | 2450 |  | #DIVIDE BY ZERO |  | -2450 | #DIVIDE BY ZERO | #UNPARSEABLE | #BLOCKED |  | -81.6667 | #DIVIDE BY ZERO | 0 | 0 | 0 | #DIVIDE BY ZERO | #DIVIDE BY ZERO
|  | 0 |  |  |  | SE-R36 Shielding Room(E3-966)(3M SAC-EMI/EMC)40GHz -Panel outside Dimension: L9.4 x W6.2 x H6.3m+/-5cm -Shielding effective: 30M - 40GHz > 100dB -Modular steel pan type by 2mm galvanized steel sheet -Steel pillar for self support structure -Painted on visual panel | A163.A011 |  |  | A211.R361 |  |  |  | 2650 | [9 empty] | 2650 |  | #DIVIDE BY ZERO |  | -2650 | #DIVIDE BY ZERO | #UNPARSEABLE | #BLOCKED |  | -88.3333 | #DIVIDE BY ZERO | 0 | 0 | 0 | #DIVIDE BY ZERO | #DIVIDE BY ZERO
|  | 0 |  |  |  | SE-R36 Shielding Room(E3-966)(EMI/EMC)14KHz -Panel outside Dimension: L9.4 x W6.2 x H6.3m+/-5cm -Shielding effective: 14KHz-30MHz > 80dB, 30MHz - 18GHz > 100dB -Modular steel pan type by 2mm galvanized steel sheet -Steel pillar for self support structure -Painted on visual panel | A163.A012 |  |  | A211.R362 |  |  |  | 2450 | [9 empty] | 2450 |  | #DIVIDE BY ZERO |  | -2450 | #DIVIDE BY ZERO | #UNPARSEABLE | #BLOCKED |  | -81.6667 | #DIVIDE BY ZERO | 0 | 0 | 0 | #DIVIDE BY ZERO | #DIVIDE BY ZERO
3-量產 |  | 2 | R |  | A163.A.PON | SE-P1 Raised floor | A163.A03 | 2.5 | [17 empty] | #DIVIDE BY ZERO |  | 0 | #DIVIDE BY ZERO | #UNPARSEABLE | #BLOCKED |  | 0 | #DIVIDE BY ZERO | 0 | 0 | 0 | #DIVIDE BY ZERO | #DIVIDE BY ZERO
|  | 0 | A1 |  | A163.A03 | SE-P131 Standard Raised Floor-SAC -Raised Floor: H0.3m -Max. Loading: 500kg/m2 -Metal support with 2.0mm Galvanized steel -PVC flooring tiles | A163.A030 | 3 |  | A211.P111 |  | 1 | [13 empty] | #DIVIDE BY ZERO |  | 0 | #DIVIDE BY ZERO | #UNPARSEABLE | #BLOCKED |  | 0 | #DIVIDE BY ZERO | 0 | 0 | 0 | #DIVIDE BY ZERO | #DIVIDE BY ZERO
|  | 0 |  |  | A163.A03 | SE-P132 Standard Raised Floor-SAC -Raised Floor: H0.3m -Max. Loading: 500kg/m2 -Metal support with 2.0mm Galvanized steel | A163.A031 | 3 |  | A211.P112 |  | 1 | [13 empty] | #DIVIDE BY ZERO |  | 0 | #DIVIDE BY ZERO | #UNPARSEABLE | #BLOCKED |  | 0 | #DIVIDE BY ZERO | 0 | 0 | 0 | #DIVIDE BY ZERO | #DIVIDE BY ZERO
3-量產 |  | 2 | R |  | A163.A.PON | SE-D3 Shielding Swing Door | A163.A05 | 2.5 | [17 empty] | #DIVIDE BY ZERO |  | 0 | #DIVIDE BY ZERO | #UNPARSEABLE | #BLOCKED |  | 0 | #DIVIDE BY ZERO | 0 | 0 | 0 | #DIVIDE BY ZERO | #DIVIDE BY ZERO
|  | 0 |  |  | A163.A05 | SE-D32 EMC Shielding Swing Door(Standard) -Dimension W1.2 x H2.1m -Blade contact auto-latching -Shielding effective: 30M - 18GHz > 100dB -Manual operation for emergency | A163.A050 | 3 |  | A211.D322 |  | 1 | [13 empty] | #DIVIDE BY ZERO |  | 0 | #DIVIDE BY ZERO | #UNPARSEABLE | #BLOCKED |  | 0 | #DIVIDE BY ZERO | 0 | 0 | 0 | #DIVIDE BY ZERO | #DIVIDE BY ZERO
|  | 0 |  |  | A163.A05 | SE-D33 EMC Shielding Swing Door(Upgrade) -Dimension W1.5 x H2.1m -Blade contact auto-latching -Shielding effective: 30M - 18GHz > 100dB -Manual operation for emergency | A163.A051 | 3 |  | A211.D331 |  | 1 |  | 40 | [9 empty] | 40 |  | #DIVIDE BY ZERO |  | -40 | #DIVIDE BY ZERO | #UNPARSEABLE | #BLOCKED |  | -1.3333 | #DIVIDE BY ZERO | 0 | 0 | 0 | #DIVIDE BY ZERO | #DIVIDE BY ZERO
3-量產 |  | 3 | R |  | A163.A.PON | SE-D+ Shielding Door (Additional) | A163.A06 | 2.5 | [17 empty] | #DIVIDE BY ZERO |  | 0 | #DIVIDE BY ZERO | #UNPARSEABLE | #BLOCKED |  | 0 | #DIVIDE BY ZERO | 0 | 0 | 0 | #DIVIDE BY ZERO | #DIVIDE BY ZERO
|  | 0 |  |  |  | SE-D51 EMC Shielding Sliding door(Full Auto-latching) -Dimension: W1.5 x H2.1m -Blade contact sliding door -Shielding effective: 30M - 18GHz > 100dB -Manual operation for emergency | A163.A060 |  |  | A211.D515 |  | 1 |  | 250 | [9 empty] | 250 |  | #DIVIDE BY ZERO |  | -250 | #DIVIDE BY ZERO | #UNPARSEABLE | #BLOCKED |  | -8.3333 | #DIVIDE BY ZERO | 0 | 0 | 0 | #DIVIDE BY ZERO | #DIVIDE BY ZERO
|  | 0 |  |  |  | SE-D52 EMC Shielding Sliding door(Full Auto-latching) -Dimension: W2.1 x H2.1m -Blade contact sliding door -Shielding effective: 30M - 18GHz > 100dB -Manual operation for emergency | A163.A061 |  |  | A211.D521 |  | 1 |  | 310 | [9 empty] | 310 |  | #DIVIDE BY ZERO |  | -310 | #DIVIDE BY ZERO | #UNPARSEABLE | #BLOCKED |  | -10.3333 | #DIVIDE BY ZERO | 0 | 0 | 0 | #DIVIDE BY ZERO | #DIVIDE BY ZERO
[6 empty] | SE-D53 EMC Shielding Sliding door(Full Auto-latching) -Dimension: W3 x H3 m -Blade contact sliding door -Shielding effective: 30M - 18GHz > 100dB -Manual operation for emergency | A163.A062 |  |  | A211.D531 |  | 1 |  | 600
|  | 0 |  |  | A163.A06 | SE-D32 EMC Shielding Swing Door(Additional) -Dimension W1.2 x H2.1m -Blade contact auto-latching -Shielding effective: 30M - 18GHz > 100dB -Manual operation for emergency | A163.A063 |  |  | A211.D323 |  | 1 |  | 180 | [9 empty] | 180 |  | #DIVIDE BY ZERO |  | -180 | #DIVIDE BY ZERO | #UNPARSEABLE | #BLOCKED |  | -6 | #DIVIDE BY ZERO | 0 | 0 | 0 | #DIVIDE BY ZERO | #DIVIDE BY ZERO
3-量產 |  |  | R |  | A163.A.PON | SE-A3 Access panel | A163.A07 | 2.5
[5 empty] | A163.A07 | SE-A33 EMC Chamber Access panel(EMI) -Frequency: 30M - 18GHz > 100dB -Dimension: H30 x W30 cm -SMA Jack to Jack x 4 -N Jack to Jack x 2 -BNC Jack to Jack x 2 -2" Waveguide tube for extension cable through, 1 set -ST Connector x 6 | A163.A070 |  |  | A211.A330 |  | 1
[6 empty] | SE-A33 EMC Chamber Access panel(EMC) -Frequency: 30M - 18GHz > 100dB -Dimension: H30 x W30 cm AP-1(Close CR) -SMA Jack to Jack x 4 -N Jack to Jack x 2 -BNC Jack to Jack x 2 -2" Waveguide tube for extension cable through, 1 set -ST Connector x 6 AP-2(Close AR) -N Jack to Jack x 2 -2" Waveguide tube for extension cable through, 1 set | A163.A071 |  |  | A211.A131 |  | 1
3-量產 |  | 1 | R |  | A163.A.PON | SE-H2 Shielding Honeycomb Air Vent | A163-A09 | 2.5 | [17 empty] | #DIVIDE BY ZERO |  | 0 | #DIVIDE BY ZERO | #UNPARSEABLE | #BLOCKED |  | 0 | #DIVIDE BY ZERO | 0 | 0 | 0 | #DIVIDE BY ZERO | #DIVIDE BY ZERO
|  | 0 |  |  | A163-A09 | SE-H23 Shielding Honeycomb Air Vent -Dimension: 0.3 x 0.3m (L/W) -Shielding effective: 30M - 18GHz > 100dB | A163.A090 |  |  | A211.H230 |  | 4 | [13 empty] | #DIVIDE BY ZERO |  | 0 | #DIVIDE BY ZERO | #UNPARSEABLE | #BLOCKED |  | 0 | #DIVIDE BY ZERO | 0 | 0 | 0 | #DIVIDE BY ZERO | #DIVIDE BY ZERO
3-量產 |  |  | R |  | A163.A.PON | AB-E Pyramidal Absorber sets | A163.A11 | 2.5 | [5 empty] | 1946
|  | 0 | A |  | A163.A11 | AB-E E&C VHY Absorber set(3M SAC-EMI) -Pyramidal absorber -Installation method: By hung module -Layout follow drawing design for site performance -RoHS & REACH Compliant | A163.A110 |  |  | A212.E193 |  | 1 |  | 1946.35 | [9 empty] | 1946.35 |  | #DIVIDE BY ZERO |  | -1946.35 | #DIVIDE BY ZERO | #UNPARSEABLE | #BLOCKED |  | -64.8783 | #DIVIDE BY ZERO | 0 | 0 | 0 | #DIVIDE BY ZERO | #DIVIDE BY ZERO
[6 empty] | AB-E E&C VHY Absorber set(3M SAC-EMC) -Pyramidal absorber -Installation method: By hung module -Layout follow drawing design for site performance -RoHS & REACH Compliant | A163.A111 |  |  | A212.E194 |  | 1 |  | 2080.54
3-量產 |  |  | R |  | A163.A.PON | AB-F1 Ferrite Tiles Set | A163.A12 | 2.5 | [5 empty] | 1898
|  | 0 | A1 |  | A163.A11 | AB-F12 Ferrite Absorber (3M SAC-EMI) -Frequency: 30M - 1GHz -Dimension: L10.0 x W10.0 x H6.7mm -Installation method: By Screw -Layout follow drawing design for site performance | A163.A120 |  |  | A212.F120 |  | 1 |  | 1898.1 | [9 empty] | 1898.1 |  | #DIVIDE BY ZERO |  | -1898.1 | #DIVIDE BY ZERO | #UNPARSEABLE | #BLOCKED |  | -63.27 | #DIVIDE BY ZERO | 0 | 0 | 0 | #DIVIDE BY ZERO | #DIVIDE BY ZERO
[6 empty] | AB-F12 Ferrite Absorber (3M SAC-EMC) -Frequency: 30M - 1GHz -Dimension: L10.0 x W10.0 x H6.7mm -Installation method: By Screw -Layout follow drawing design for site performance | A163.A121 |  |  | A212.F121 |  | 1 |  | 1914.3
3-量產 |  | 0 | M/R |  | A163.A.PON | SE-F Power & Signal filter Set | A163.A15 | 2.5 | [17 empty] | #DIVIDE BY ZERO |  | 0 | #DIVIDE BY ZERO | #UNPARSEABLE | #BLOCKED |  | 0 | #DIVIDE BY ZERO | 0 | 0 | 0 | #DIVIDE BY ZERO | #DIVIDE BY ZERO
[5 empty] | A163.A15 | SE-F Filter Set(EMC Standard) -SE-F32 3P4W 200 -380 VAC/16 A x 1 (EUT) -SE-F13 1P2W 100 -280 VAC/32 A x 1(EUT) -SE-F13 1P2W 100 -280 VAC/32 A x 1(LED/Equipment) -SE-F21 RJ11 x 1 -SE-F22 RJ45 100Mbps x 1 | A163.A150 |  |  | A211.F914 |  | 1
3-量產 |  |  | R |  | A163.A.PON | SE-C3 EMC Chamber Connect Box | A163.A27 | 2.5
[5 empty] | A163.A27 | SE-C30 Connecting box set CP-1(near antenna mast) -SMA Jack to Jack x 2 -N Jack to Jack x 1 -Power plug x 1 CP-2(turntable center) -SMA Jack to Jack x 2 -N Jack to Jack x 1 -BNC Jack to Jack x 1 -Power plug x 1 -RJ11 connector -RJ45 connector | A165.A270 |  |  | A211C330 |  | 1
3-量產 |  |  | R |  | A116.A | SE-L Lighting | A163.A21 | 2.5
[5 empty] | A162.A23 | SE-L23 LED Low Noise Flood Lighting -Power consumption: 150W -6m lifting system for maintenance | A163.A210 | 3 |  | A211.L230 |  | 4
3-量產 |  |  | R |  | A211.R | SE-V CCTV System | A163.A29 | 2.5
[6 empty] | SE-V22 Low Noise CCTV System-EMI standard -Optical zoom: 20X -Wall bracket mounting -24" Monitor included | A163.A290 |  |  | A211.V210 |  | 1 | [25 empty] | #DIVIDE BY ZERO | #DIVIDE BY ZERO
[6 empty] | SE-V22 Low Noise CCTV System-EMI middle class -Optical zoom: 30X -Wall bracket mounting -24" Monitor included -Pan/Tilt_with Zoom control | A163.A291 |  |  | A211.V211 |  | 1 |  | 280
[6 empty] | SE-V22 Low Noise CCTV System-EMI high class -Optical zoom: 30X -Wall bracket mounting -24" Monitor included -Pan/Tilt_with Zoom control -CISPR 25, Class 5 , -20db | A163.A292 |  |  | A211.V212 |  | 1 |  | 315
[6 empty] | SE-V32 Immunity CCTV System--EMS standard -Optical zoom: 30X -20V/m -18GHz -Mobile mounting | A163.A293 |  |  | A211.V310 |  | 1 |  | 100
3-量產 | [5 empty] | SE-V CCTV System(Additional) | A163.A2A | 2.5
[6 empty] | SE-V22 Low Noise CCTV System-EMI standard -Optical zoom: 20X -Wall bracket mounting -24" Monitor included | A163.A2A10 |  |  |  |  | 1 |  | 100
[6 empty] | SE-V22 Low Noise CCTV System-EMI middle class -Optical zoom: 30X -Wall bracket mounting -24" Monitor included -Pan/Tilt_with Zoom control | A163.A2A1 |  |  |  |  | 1 |  | 280
[6 empty] | SE-V22 Low Noise CCTV System-EMI high class -Optical zoom: 30X -Wall bracket mounting -24" Monitor included -Pan/Tilt_with Zoom control -CISPR 25, Class 5 , -20db | A163.A2A2 |  |  |  |  | 1 |  | 315
[6 empty] | SE-V32 Immunity CCTV System-EMS middle class -Optical zoom: 30X -200V/m -18GHz -Mobile mounting -Pan/Tilt_with Zoom control | A163.A2A3 |  |  |  |  | 1 |  | 308
[6 empty] | SE-V32 Immunity CCTV System-EMS high class -Optical zoom: 30X -200 V/m -18GHz -Mobile mounting -Pan/Tilt_with Zoom control -CISPR 25, Class 5 , -20db | A163.A2A4 |  |  |  |  | 1 |  | 343
3-量產 |  | Y |  |  | A211.PON | SE-T Testing Table | A163.A38 | 2.5 | [17 empty] | #DIVIDE BY ZERO | 1300000 | 1300000 | 100% | #UNPARSEABLE | #BLOCKED | 60000 | 60000 | 100%
[6 empty] | SE-T13-1208 Low dielectric form testing table -Dimension: L1.5 x W0.8 x H0.8m -Material: low dielectric form -Commercial standard | A163.A380 |  |  | A211.T14 |  | 1 | [25 empty] | #DIVIDE BY ZERO | #DIVIDE BY ZERO
3-量產 |  |  | R |  | A161.A.PONN | Power Distribution Design and construction | A163.A39 | 2.5
5-報價 |  |  |  |  | A161.A.PONN | Power Distribution Design and construction | A163.A390
3-量產 |  | 5 | F |  | #UNPARSEABLE | E3 Control Room | A163.C.PON | 2 | [5 empty] | 700 | [9 empty] | 700 |  | #DIVIDE BY ZERO |  | -700 | #DIVIDE BY ZERO | #UNPARSEABLE | #BLOCKED |  | -23.3333 | #DIVIDE BY ZERO | 0 | 0 | 0 | #DIVIDE BY ZERO | #DIVIDE BY ZERO
3-量產 |  | 1 | R |  | A163.C.PON | SE-R3 Shielding Enclosure | A163.C01 | 2.5 | [17 empty] | #DIVIDE BY ZERO |  | 0 | #DIVIDE BY ZERO | #UNPARSEABLE | #BLOCKED |  | 0 | #DIVIDE BY ZERO | 0 | 0 | 0 | #DIVIDE BY ZERO | #DIVIDE BY ZERO
|  | 0 | A |  | A160.A01 | SE-R33 Shielding Room(CR-633 Standard) -Outside Dimension: L6.4 x W3.0 x H3.0m +/-5cm -Shielding effective: 30M - 18GHz > 100dB -Modular steel pan type by 2mm galvanized steel sheet -Painted on visual panel | A163.C010 |  |  | A211.R633 |  | 1 |  | 700 | [9 empty] | 700 |  | #DIVIDE BY ZERO |  | -700 | #DIVIDE BY ZERO | #UNPARSEABLE | #BLOCKED |  | -23.3333 | #DIVIDE BY ZERO | 0 | 0 | 0 | #DIVIDE BY ZERO | #DIVIDE BY ZERO
3-量產 |  | 1 | R |  | A163.C.PON | SE-P1 Raised floor | A163.C03 | 2.5 | [17 empty] | #DIVIDE BY ZERO |  | 0 | #DIVIDE BY ZERO | #UNPARSEABLE | #BLOCKED |  | 0 | #DIVIDE BY ZERO | 0 | 0 | 0 | #DIVIDE BY ZERO | #DIVIDE BY ZERO
|  | 0 | A1 |  | A163.A03 | SE-P11 Standard Raised Floor -Raised Floor: H0.13m -Max. Loading: 300kg/m2 -Metal support with 2.0mm Galvanized steel -PVC flooring tiles | A163.C030 |  |  | A211.P121 |  | 1 | [13 empty] | #DIVIDE BY ZERO |  | 0 | #DIVIDE BY ZERO | #UNPARSEABLE | #BLOCKED |  | 0 | #DIVIDE BY ZERO | 0 | 0 | 0 | #DIVIDE BY ZERO | #DIVIDE BY ZERO
3-量產 |  | 1 | R |  | A163.C.PON | SE-D3 Shielding Swing Door | A163.C05 | 2.5 | [17 empty] | #DIVIDE BY ZERO |  | 0 | #DIVIDE BY ZERO | #UNPARSEABLE | #BLOCKED |  | 0 | #DIVIDE BY ZERO | 0 | 0 | 0 | #DIVIDE BY ZERO | #DIVIDE BY ZERO
|  | 0 |  |  | A162.A05 | SE-D32 EMC Shielding Swing Door(Standard) -Dimension W1.0 x H2.0m -Blade contact auto-latching -Shielding effective: 30M - 18GHz > 100dB -Manual operation for emergency | A163.C050 |  |  | A211.D321 |  | 1 | [13 empty] | #DIVIDE BY ZERO |  | 0 | #DIVIDE BY ZERO | #UNPARSEABLE | #BLOCKED |  | 0 | #DIVIDE BY ZERO | 0 | 0 | 0 | #DIVIDE BY ZERO | #DIVIDE BY ZERO
0-未開 |  |  | R |  | A163.A.PON | SE-A1 Access panel | A163.C07
[5 empty] | A163.A07 | SE-A11 Access panel -Frequency: 30M - 18GHz > 100dB -Dimension: L30 x W30 cm -SMA Jack to Jack x 2 -N Jack to Jack x 2 -BNC Jack to Jack x 2 -2" Waveguide tube for extension cable through, 1 set | A163.C070
3-量產 |  | 1 | R |  | A163.C.PON | SE-H Shielding Honeycomb Air Vent | A163.C09 | 2.5 | [17 empty] | #DIVIDE BY ZERO |  | 0 | #DIVIDE BY ZERO | #UNPARSEABLE | #BLOCKED |  | 0 | #DIVIDE BY ZERO | 0 | 0 | 0 | #DIVIDE BY ZERO | #DIVIDE BY ZERO
|  | 0 |  |  | A163-A09 | SE-H23 Shielding Honeycomb Air Vent -Dimension: 0.3 x 0.3m (L/W) -Shielding effective: 30M - 18GHz > 100dB | A163.C090 |  |  | A211.H230 |  | 4 | [13 empty] | #DIVIDE BY ZERO |  | 0 | #DIVIDE BY ZERO | #UNPARSEABLE | #BLOCKED |  | 0 | #DIVIDE BY ZERO | 0 | 0 | 0 | #DIVIDE BY ZERO | #DIVIDE BY ZERO
3-量產 |  | 0 | M/R |  | A162.A.PON | SE-F Power & Signal filter Set | A163.C15 | 2.5 | [17 empty] | #DIVIDE BY ZERO |  | 0 | #DIVIDE BY ZERO | #UNPARSEABLE | #BLOCKED |  | 0 | #DIVIDE BY ZERO | 0 | 0 | 0 | #DIVIDE BY ZERO | #DIVIDE BY ZERO
[5 empty] | A162.A21 | SE-F Filter Set(CR Standard) -SE-F13 1P2W 100 -280 VAC/32 A x 2 -SE-F21 RJ11 x 1 -SE-F22-02 RJ45 1Gbps x 1 | A163.C150 |  |  | A211.F915 |  | 1
3-量產 |  |  | R |  | A116.A | SE-L Lighting | A163.C21 | 2.5
[5 empty] | A162.A23 | SE-L31 LED Lighting -Power consumption: 50W | A163.C210 |  |  | A211.L311 |  | 4
3-量產 |  | 5 | F |  | #UNPARSEABLE | E3 Power Amplifier Room | A163.D.PON | 2 | [5 empty] | 450 | [9 empty] | 450 |  | #DIVIDE BY ZERO |  | -450 | #DIVIDE BY ZERO | #UNPARSEABLE | #BLOCKED |  | -15 | #DIVIDE BY ZERO | 0 | 0 | 0 | #DIVIDE BY ZERO | #DIVIDE BY ZERO
3-量產 |  | 1 | R |  | A163.C.PON | SE-R3 Shielding Enclosure | A163.D01 | 2.5 | [17 empty] | #DIVIDE BY ZERO |  | 0 | #DIVIDE BY ZERO | #UNPARSEABLE | #BLOCKED |  | 0 | #DIVIDE BY ZERO | 0 | 0 | 0 | #DIVIDE BY ZERO | #DIVIDE BY ZERO
|  | 0 | A |  | A160.A01 | SE-R33 Shielding Room(AR-333 Standard) -Outside Dimension: L3.0 x W3.0 x H3.0m +/-5cm -Shielding effective: 30M - 18GHz > 100dB -Modular steel pan type by 2mm galvanized steel sheet -Painted on visual panel | A163.D010 | 3 |  | A211.R333 |  | 1 |  | 450 | [9 empty] | 450 |  | #DIVIDE BY ZERO |  | -450 | #DIVIDE BY ZERO | #UNPARSEABLE | #BLOCKED |  | -15 | #DIVIDE BY ZERO | 0 | 0 | 0 | #DIVIDE BY ZERO | #DIVIDE BY ZERO
3-量產 |  | 1 | R |  | A163.C.PON | SE-P1 Raised floor | A163.D03 | 2.5 | [17 empty] | #DIVIDE BY ZERO |  | 0 | #DIVIDE BY ZERO | #UNPARSEABLE | #BLOCKED |  | 0 | #DIVIDE BY ZERO | 0 | 0 | 0 | #DIVIDE BY ZERO | #DIVIDE BY ZERO
|  | 0 | A1 |  | A163.A03 | SE-P11 Standard Raised Floor -Raised Floor: H0.13m -Max. Loading: 300kg/m2 -Metal support with 2.0mm Galvanized steel -PVC flooring tiles | A163.D030 | 3 |  | A211.P121 |  | 1 | [13 empty] | #DIVIDE BY ZERO |  | 0 | #DIVIDE BY ZERO | #UNPARSEABLE | #BLOCKED |  | 0 | #DIVIDE BY ZERO | 0 | 0 | 0 | #DIVIDE BY ZERO | #DIVIDE BY ZERO
3-量產 |  | 1 | R |  | A163.C.PON | SE-D3 Shielding Swing Door | A163.D05 | 2.5 | [17 empty] | #DIVIDE BY ZERO |  | 0 | #DIVIDE BY ZERO | #UNPARSEABLE | #BLOCKED |  | 0 | #DIVIDE BY ZERO | 0 | 0 | 0 | #DIVIDE BY ZERO | #DIVIDE BY ZERO
|  | 0 |  |  | A162.A05 | SE-D32 EMC Shielding Swing Door(Standard) -Dimension W1.0 x H2.0m -Blade contact auto-latching -Shielding effective: 30M - 18GHz > 100dB -Manual operation for emergency | A163.D050 | 3 |  | A211.D321 |  | 1 | [13 empty] | #DIVIDE BY ZERO |  | 0 | #DIVIDE BY ZERO | #UNPARSEABLE | #BLOCKED |  | 0 | #DIVIDE BY ZERO | 0 | 0 | 0 | #DIVIDE BY ZERO | #DIVIDE BY ZERO
3-量產 |  |  | R |  | A163.A.PON | SE-A1 Access panel | A163.D07 | 2.5
[5 empty] | A163.A07 | SE-A13 Access panel -Frequency: 30M - 18GHz > 100dB -Dimension: L30 x W30 cm -SMA Jack to Jack x 6 -N Jack to Jack x 2 -2" Waveguide tube for extension cable through, 1 set | A163.D070 | 3 |  | A211.A131 |  | 1
3-量產 |  | 1 | R |  | A163.C.PON | SE-H Shielding Honeycomb Air Vent | A163.D09 | 2.5 | [17 empty] | #DIVIDE BY ZERO |  | 0 | #DIVIDE BY ZERO | #UNPARSEABLE | #BLOCKED |  | 0 | #DIVIDE BY ZERO | 0 | 0 | 0 | #DIVIDE BY ZERO | #DIVIDE BY ZERO
|  | 0 |  |  | A163-A09 | SE-H23 Shielding Honeycomb Air Vent -Dimension: 0.3 x 0.3m (L/W) -Shielding effective: 30M - 18GHz > 100dB | A163.D090 | 3 |  | A211.H231 |  | 2 | [13 empty] | #DIVIDE BY ZERO |  | 0 | #DIVIDE BY ZERO | #UNPARSEABLE | #BLOCKED |  | 0 | #DIVIDE BY ZERO | 0 | 0 | 0 | #DIVIDE BY ZERO | #DIVIDE BY ZERO
3-量產 |  | 0 | M/R |  | A162.A.PON | SE-F Power & Signal filter Set | A163.D15 | 2.5 | [17 empty] | #DIVIDE BY ZERO |  | 0 | #DIVIDE BY ZERO | #UNPARSEABLE | #BLOCKED |  | 0 | #DIVIDE BY ZERO | 0 | 0 | 0 | #DIVIDE BY ZERO | #DIVIDE BY ZERO
[5 empty] | A162.A21 | SE-F Filter Set(AR Standard) -SE-F13 1P2W 100 -280 VAC/32 A x 2 | A163.D150 | 3 | 21111安普新 | A211.F916 |  | 1
3-量產 |  |  | R |  | A116.A | SE-L Lighting | A163.D21 | 2.5
[5 empty] | A162.A23 | SE-L31 LED Lighting -Power consumption: 50W | A163.D210 | 3 |  | A211.L311 |  | 2
3-量產 |  | 1 | F |  | #UNPARSEABLE | E3 Positioner & Control System | A163.E.PON | 2 | [5 empty] | 670 | [9 empty] | 670 |  | #DIVIDE BY ZERO |  | -670 | #DIVIDE BY ZERO | #UNPARSEABLE | #BLOCKED |  | -22.3333 | #DIVIDE BY ZERO | 0 | 0 | 0 | #DIVIDE BY ZERO | #DIVIDE BY ZERO
3-量產 |  | Y |  |  | A217.PON | AE-T1 EMC Turntable 2D | A163.E01 | 2.5 | 基本功能 | [16 empty] | #DIVIDE BY ZERO | 1300000 | 1300000 | 100% | #UNPARSEABLE | #BLOCKED | 60000 | 60000 | 100%
[5 empty] | A211.R | AE-T13-150 2D Turntable -Diameter :1.5m -Max. loading: 500 Kg -Max. speed: 3 RPM -Positioning accuracy + / - 1∘ -Power consumption: 200W | A163.E010 | 3 |  |  |  | 1 |  | 250 | [23 empty] | #DIVIDE BY ZERO | #DIVIDE BY ZERO
[5 empty] | A211.R | AE-T13-200 2D Turntable -Diameter :2.0m -Max. loading: 500 Kg -Max. speed: 3 RPM -Positioning accuracy + / - 1∘ -Power consumption: 200W | A163.E011 | 3 |  |  |  | 1 |  | 300 | [23 empty] | #DIVIDE BY ZERO | #DIVIDE BY ZERO
3-量產 |  |  | R |  | A163.E.PON | AE-T22 Antenna Tower | A163.E09 | 2.5
|  | 0 | A |  | #UNPARSEABLE | AE-T22-400 Bore-sight Antenna Tower(EMI) -Scanning range: 1 - 4m -Max. loading: 10 Kg -Bore-sight function -Antenna polarization switching: By pneumatic. -Power consumption: 100W | A163.E090 | 3 |  | A217.T224 |  | 1 |  | 340 | [9 empty] | 340 |  | #DIVIDE BY ZERO |  | -340 | #DIVIDE BY ZERO | #UNPARSEABLE | #BLOCKED |  | -11.3333 | #DIVIDE BY ZERO | 0 | 0 | 0 | #DIVIDE BY ZERO | #DIVIDE BY ZERO
|  | 0 |  |  |  | AE-T23-200 Automatic Antenna Tower -Scanning range: 1 - 2m -Max. loading: 10 Kg -Antenna polarization switching: By pneumatic. -Power consumption: 100W | A163.E091 | 3 |  | A217.T232 |  | 1 |  | 190 | [9 empty] | 190 |  | #DIVIDE BY ZERO |  | -190 | #DIVIDE BY ZERO | #UNPARSEABLE | #BLOCKED |  | -6.3333 | #DIVIDE BY ZERO | 0 | 0 | 0 | #DIVIDE BY ZERO | #DIVIDE BY ZERO
3-量產 |  |  | R |  | A163.E.PON | AE-T4 Controller | A163.E17 | 2.5
|  | 0 |  |  | A163.A06 | AE-T41 Dual Channel Positroner Controller -Standard 19" rack mount -Control type: Fiber optical with ST connector | A163.E170 | 3 |  | A217.T41 |  | 1 |  | 80 | [9 empty] | 80 |  | #DIVIDE BY ZERO |  | -80 | #DIVIDE BY ZERO | #UNPARSEABLE | #BLOCKED |  | -2.6667 | #DIVIDE BY ZERO | 0 | 0 | 0 | #DIVIDE BY ZERO | #DIVIDE BY ZERO
3-量產 |  | 0 | F |  | #UNPARSEABLE | E3 Acceptance | A163.V.PON | 2 | [5 empty] | 200 | [9 empty] | 200 |  | #DIVIDE BY ZERO |  | -200 | #DIVIDE BY ZERO | #UNPARSEABLE | #BLOCKED |  | -6.6667 | #DIVIDE BY ZERO | 0 | 0 | 0 | #DIVIDE BY ZERO | #DIVIDE BY ZERO
3-量產 |  |  | R |  | A163.V.PON | Hardware item check | A163.V01 | 2.5
[5 empty] | A163.V01 | Hardware Item Check -Anechoic Chamber -Positioner & Control system | A163.V010 | 3 |  | A421.V010 |  | 1
3-量產 |  |  | R |  | A163.V.PON | Shielding Effective | A163.V11 | 2.5
[5 empty] | #UNPARSEABLE | Shielding Effective (Standard) -Frequency: 0.03 - 18 GHz -Isolation requirement: >100 dB -Test 8 positions on chamber -Test Frequency: 0.03 / 0.1 / 1 / 6 / 10 / 18.0 GHz -According EN50147-1 standard -Operate the testing by Atenlab | A163.V110 | 3 |  | A421.V110 |  | 1
[6 empty] | Shielding Effective (Standard) -Frequency: 0.03 - 18 GHz -Isolation requirement: >100 dB -Test 8 positions on chamber -Test Frequency: 0.03 / 0.1 / 1 / 6 / 10 / 18.0 GHz -According EN50147-1 standard -Operate the testing by 3rd party | A163.V111 | 3 |  | A421.V111 |  | 1
[5 empty] | #UNPARSEABLE | Shielding Effective (Oversea) -Frequency: 0.03 - 18 GHz -Isolation requirement: >100 dB -Test 8 positions on chamber -Test Frequency: 0.03 / 0.1 / 1 / 6 / 10 / 18.0 GHz -According EN50147-1 standard -Operate the testing by 3rd party, the buyer need to survey the tester and pay the testing fee | A163.V112 | 3 |  | A421.V112 |  | 1
3-量產 |  |  | R |  | A163.V.PON | Site Performance | A163.V21 | 2.5
[5 empty] | #UNPARSEABLE | RE SAC Site Performance Test (standard test zone) Local Operate the testing by 3rd party Normalization Standard Attenuation Testing (NSA) -Frequency: 30M - 1GHz -Testing distance: 3m -Testing Zone: 1.5m -NSA performance: ± 3.5dB -According the testing standard CISPR16-1-4 procedure Site VSWR Testing (SVSWR) -Frequency: 1G - 18GHz -Testing distance: 3m -Testing Zone: 1.5m -Site VSWR performance: ≦ 5.5 dB -According the testing standard CISPR16-1-4 procedure -The buyer need to prepare receive antenna | A163.V210 | 3 |  | A421.V210 |  | 1 |  | 500
[5 empty] | #UNPARSEABLE | RE SAC Site Performance Test (bigger test zone) Local Operate the testing by 3rd party Normalization Standard Attenuation Testing (NSA) -Frequency: 30M - 1GHz -Testing distance: 3m -Testing Zone: 1.5m -NSA performance: ± 4.0dB -According the testing standard CISPR16-1-4 procedure Site VSWR Testing (SVSWR) -Frequency: 1G - 18GHz -Testing distance: 3m -Testing Zone: 1.5m -Site VSWR performance: ≦ 5.5 dB -According the testing standard CISPR16-1-4 procedure -The buyer need to prepare receive antenna | A163.V211 | 3 |  | A421.V211 |  | 1 |  | 500
[6 empty] | RE SAC Site Performance Test (standard test zone) Oversea Operate the testing by 3rd party, the buyer need to survey the tester and pay the testing fee Normalization Standard Attenuation Testing (NSA) -Frequency: 30M - 1GHz -Testing distance: 3m -Testing Zone: 1.5m -NSA performance: ± 3.5dB -According the testing standard CISPR16-1-4 procedure Site VSWR Testing (SVSWR)(Oversea) -Frequency: 1G - 18GHz -Testing distance: 3m -Testing Zone: 1.5m -Site VSWR performance: ≦ 5.5dB -According the testing standard CISPR16-1-4 procedure -The buyer need to prepare receive antenna |  | 3 |  | A421.V213
[6 empty] | RE SAC Site Performance Test (bigger test zone) Oversea Operate the testing by 3rd party, the buyer need to survey the tester and pay the testing fee Normalization Standard Attenuation Testing (NSA) -Frequency: 30M - 1GHz -Testing distance: 3m -Testing Zone: 2.0m -NSA performance: ± 4.0dB -According the testing standard CISPR16-1-4 procedure Site VSWR Testing (SVSWR)(Oversea) -Frequency: 1G - 18GHz -Testing distance: 3m -Testing Zone: 2.0m -Site VSWR performance: ≦ 6.0dB -According the testing standard CISPR16-1-4 procedure -The buyer need to prepare receive antenna |  | 3 |  | A421.V214
0-未開 |  |  | R |  | A163.V.PON | Site VSWR Performance | A163.V31
[5 empty] | #UNPARSEABLE | Site VSWR Testing (SVSWR) -Frequency: 1G - 18GHz -Testing distance: 3m -Testing Zone: 2m -Site VSWR performance: ≦ 6.0dB -According the testing standard CISPR16-1-4 procedure -Operate the testing by 3rd party -The buyer need to prepare receive antenna | A163.V310 |  |  | A421.V310 |  | 1
[5 empty] | #UNPARSEABLE | Site VSWR Testing (SVSWR)(Oversea) -Frequency: 1G - 18GHz -Testing distance: 3m -Testing Zone: 2m -Site VSWR performance: ≦ 6.0dB -According the testing standard CISPR16-1-4 procedure -Operate the testing by 3rd party, the buyer need to survey the tester and pay the testing fee -The buyer need to prepare receive antenna | A163.V311 |  |  | #UNPARSEABLE |  | 1
0-未開 |  |  | R |  | A163.V.PON | Field Uniformity Testing(FU) | A163.V51
[5 empty] | #UNPARSEABLE | Field Uniform Testing(FU) -Frequency range: 80M - 6GHz -Test distance: 3m -Test Zone: 1.5m x 1.5m, 0.8m above floor -FU performance :≦ 6dB, 16 point, 75% pass -According IEC 61000-4-3 -Operate the testing by 3rd party | A163.V510 |  |  | A421.V410 |  | 1
[6 empty] | Field Uniform Testing(FU)(Oversea) -Frequency range: 80M - 6GHz -Test distance: 3m -Test Zone: 1.5m x 1.5m, 0.8m above floor -FU performance :≦ 6dB, 16 point, 75% pass -According IEC 61000-4-3 -Operate the testing by 3rd party, the buyer need to survey the tester and pay the testing fee | A163.V511 |  |  | A421.V412 |  | 1
3-量產 |  | 2 | F |  | #UNPARSEABLE | E3 Chamber System Warranty | A163.W.PON | 2 | [5 empty] | 200 | [9 empty] | 200 |  | #DIVIDE BY ZERO |  | -200 | #DIVIDE BY ZERO | #UNPARSEABLE | #BLOCKED |  | -6.6667 | #DIVIDE BY ZERO | 0 | 0 | 0 | #DIVIDE BY ZERO | #DIVIDE BY ZERO
3-量產 |  | 2 | N |  | A163.W.PON | E3 Chamber System Warranty | A163.W01 | 2.5 | 免費 | [16 empty] | #DIVIDE BY ZERO |  | 0 | #DIVIDE BY ZERO | #UNPARSEABLE | #BLOCKED |  | 0 | #DIVIDE BY ZERO | 0 | 0 | 0 | #DIVIDE BY ZERO | #DIVIDE BY ZERO
3-量產 |  | 0 | N |  | A163.W.PON | E3 System 2 years warranty -Hardware coverage in case of natural damage | A163.W010 | 3 | 免費 | [16 empty] | #DIVIDE BY ZERO |  | 0 | #DIVIDE BY ZERO | #UNPARSEABLE | #BLOCKED |  | 0 | #DIVIDE BY ZERO | 0 | 0 | 0 | #DIVIDE BY ZERO | #DIVIDE BY ZERO
3-量產 |  | 0 | N |  | A163.W.PON | E3 System 1 years warranty -Hardware coverage in case of natural damage | A163.W011 | 3 | 免費 | [16 empty] | #DIVIDE BY ZERO |  | 0 | #DIVIDE BY ZERO | #UNPARSEABLE | #BLOCKED |  | 0 | #DIVIDE BY ZERO | 0 | 0 | 0 | #DIVIDE BY ZERO | #DIVIDE BY ZERO
0-未開 |  | 4 | R/M |  | A163.W.PON | E3 system extend warranty | A163.W05 |  | 依照系統售價 | [16 empty] | #DIVIDE BY ZERO |  | 0 | #DIVIDE BY ZERO | #UNPARSEABLE | #BLOCKED |  | 0 | #DIVIDE BY ZERO | 0 | 0 | 0 | #DIVIDE BY ZERO | #DIVIDE BY ZERO
3-量產 |  | 0 | A |  | #UNPARSEABLE | E3 System 2 years warranty extension -Software upgrade -Hardware coverage in case of natural damage | A163.W052 |  | 依照系統售價之10% | [16 empty] | #DIVIDE BY ZERO |  | 0 | #DIVIDE BY ZERO | #UNPARSEABLE | #BLOCKED |  | 0 | #DIVIDE BY ZERO | 0 | 0 | 0 | #DIVIDE BY ZERO | #DIVIDE BY ZERO
3-量產 |  | 0 | A |  | #UNPARSEABLE | E3 System 3 years warranty extension -Software upgrade -Hardware coverage in case of natural damage | A163.W053 |  | 依照系統售價之10% | [16 empty] | #DIVIDE BY ZERO |  | 0 | #DIVIDE BY ZERO | #UNPARSEABLE | #BLOCKED |  | 0 | #DIVIDE BY ZERO | 0 | 0 | 0 | #DIVIDE BY ZERO | #DIVIDE BY ZERO
3-量產 |  | 0 | A |  | #UNPARSEABLE | E3 System 4 years warranty extension -Software upgrade -Hardware coverage in case of natural damage | A163.W054 |  | 依照系統售價之15% | [16 empty] | #DIVIDE BY ZERO |  | 0 | #DIVIDE BY ZERO | #UNPARSEABLE | #BLOCKED |  | 0 | #DIVIDE BY ZERO | 0 | 0 | 0 | #DIVIDE BY ZERO | #DIVIDE BY ZERO
3-量產 |  | 0 | A |  | #UNPARSEABLE | E3 System 5 years warranty extension -Software upgrade -Hardware coverage in case of natural damage | A163.W055 |  | 依照系統售價之15% |  |  |  | 1000 | [11 empty] | 1000 | 100% |  | 0 | #DIVIDE BY ZERO | #UNPARSEABLE | #BLOCKED |  | 0 | #DIVIDE BY ZERO | 0 | 0 | 0 | #DIVIDE BY ZERO | #DIVIDE BY ZERO
1-評估 |  | 6 |  |  |  | E5 Fully chamber system(FAC)-EMI | A165.PON | 1 | 3m法 全電波暗室 |  |  | 0 | 13000 | 8000 | 10400 | 20% | 23.08% | 0 | 0 | #DIVIDE BY ZERO | 0% | 0% |  | 8000 | 13000 | 100% |  | -8000 | #DIVIDE BY ZERO | #UNPARSEABLE | #BLOCKED |  | -266.6667 | #DIVIDE BY ZERO | 0 | 0 | 0 | #DIVIDE BY ZERO | #DIVIDE BY ZERO
3-量產 |  | 7 | F |  | #UNPARSEABLE | E5 3m Fully Anechoic Chamber(FAC) | A165.A.PON | 2 | [5 empty] | 9658 | [9 empty] | 9658 |  | #DIVIDE BY ZERO |  | -9658 | #DIVIDE BY ZERO | #UNPARSEABLE | #BLOCKED |  | -321.9333 | #DIVIDE BY ZERO | 0 | 0 | 0 | #DIVIDE BY ZERO | #DIVIDE BY ZERO
3-量產 |  | 1 | R |  | A163.A.PON | SE-R3 EMC Shielding Room | A165.A01 | 2.5 | [5 empty] | 3000 | [9 empty] | 3000 |  | #DIVIDE BY ZERO |  | -3000 | #DIVIDE BY ZERO | #UNPARSEABLE | #BLOCKED |  | -100 | #DIVIDE BY ZERO | 0 | 0 | 0 | #DIVIDE BY ZERO | #DIVIDE BY ZERO
|  | 0 |  |  |  | SE-R37 Shielding Room(E5-1277)(EMI/RF) -Panel outside Dimension: L12 x W7.2 x H7.3m +/-5cm -Shielding effective: 30M - 18GHz > 100dB -Modular steel pan type by 2mm galvanized steel sheet -Steel pillar for self support structure -Painted on visual panel | A165.A010 | 3 |  | A211.R370 |  | 1 |  | 3000 | [9 empty] | 3000 |  | #DIVIDE BY ZERO |  | -3000 | #DIVIDE BY ZERO | #UNPARSEABLE | #BLOCKED |  | -100 | #DIVIDE BY ZERO | 0 | 0 | 0 | #DIVIDE BY ZERO | #DIVIDE BY ZERO
3-量產 |  | 1 | R |  | A163.A.PON | SE-P1 Raised floor | A165.A03 | 2.5 | [17 empty] | #DIVIDE BY ZERO |  | 0 | #DIVIDE BY ZERO | #UNPARSEABLE | #BLOCKED |  | 0 | #DIVIDE BY ZERO | 0 | 0 | 0 | #DIVIDE BY ZERO | #DIVIDE BY ZERO
|  | 0 | A1 |  | A163.A03 | SE-P133 Standard Raised Floor-FAC -Raised Floor: H0.3m -Max. Loading: 500kg/m2 | A165.A030 | 3 |  | A211.P113 |  | 1 |  | 0 | [9 empty] | 0 |  | #DIVIDE BY ZERO |  | 0 | #DIVIDE BY ZERO | #UNPARSEABLE | #BLOCKED |  | 0 | #DIVIDE BY ZERO | 0 | 0 | 0 | #DIVIDE BY ZERO | #DIVIDE BY ZERO
3-量產 |  | 1 | R |  | A163.A.PON | SE-D3 Shielding Swing Door | A165.A05 | 2.5 | [17 empty] | #DIVIDE BY ZERO |  | 0 | #DIVIDE BY ZERO | #UNPARSEABLE | #BLOCKED |  | 0 | #DIVIDE BY ZERO | 0 | 0 | 0 | #DIVIDE BY ZERO | #DIVIDE BY ZERO
|  | 0 |  |  |  | SE-D32 EMC Shielding Swing Door(Standard) -Dimension W1.2 x H2.1m -Blade contact auto-latching -Shielding effective: 30M - 18GHz > 100dB -Manual operation for emergency | A165.A050 | 3 |  | A211.D322 |  | 1 |  | 0 | [9 empty] | 0 |  | #DIVIDE BY ZERO |  | 0 | #DIVIDE BY ZERO | #UNPARSEABLE | #BLOCKED |  | 0 | #DIVIDE BY ZERO | 0 | 0 | 0 | #DIVIDE BY ZERO | #DIVIDE BY ZERO
3-量產 |  | 4 |  |  |  | SE-D+ Shielding Door (Additional) | A165.A06 | 2.5 | [17 empty] | #DIVIDE BY ZERO |  | 0 | #DIVIDE BY ZERO | #UNPARSEABLE | #BLOCKED |  | 0 | #DIVIDE BY ZERO | 0 | 0 | 0 | #DIVIDE BY ZERO | #DIVIDE BY ZERO
|  | 0 |  |  |  | SE-D32 EMC Shielding Swing Door(Additional) -Dimension W1.2 x H2.1m -Blade contact auto-latching -Shielding effective: 30M - 18GHz > 100dB -Manual operation for emergency | A165.A061 | 3 |  | A211.D323 |  |  |  | 180 | [9 empty] | 180 |  | #DIVIDE BY ZERO |  | -180 | #DIVIDE BY ZERO | #UNPARSEABLE | #BLOCKED |  | -6 | #DIVIDE BY ZERO | 0 | 0 | 0 | #DIVIDE BY ZERO | #DIVIDE BY ZERO
|  | 0 |  |  |  | SE-D51 EMC Shielding Sliding door(Full Auto-latching) -Dimension: W1.5 x H2.1m -Blade contact sliding door -Shielding effective: 30M - 18GHz > 100dB -Manual operation for emergency | A165.A062 | 3 |  | A211.D515 |  |  |  | 250 | [9 empty] | 250 |  | #DIVIDE BY ZERO |  | -250 | #DIVIDE BY ZERO | #UNPARSEABLE | #BLOCKED |  | -8.3333 | #DIVIDE BY ZERO | 0 | 0 | 0 | #DIVIDE BY ZERO | #DIVIDE BY ZERO
|  | 0 |  |  |  | SE-D52 EMC Shielding Sliding door(Full Auto-latching) -Dimension: W2.1 x H2.1m -Blade contact sliding door -Shielding effective: 30M - 18GHz > 100dB -Manual operation for emergency | A165.A063 | 3 |  | A211.D521 |  |  |  | 310 | [9 empty] | 310 |  | #DIVIDE BY ZERO |  | -310 | #DIVIDE BY ZERO | #UNPARSEABLE | #BLOCKED |  | -10.3333 | #DIVIDE BY ZERO | 0 | 0 | 0 | #DIVIDE BY ZERO | #DIVIDE BY ZERO
|  | 0 |  |  |  | SE-D53 EMC Shielding Sliding door(Full Auto-latching) -Dimension: W3 x H3 m -Blade contact sliding door -Shielding effective: 30M - 18GHz > 100dB -Manual operation for emergency | A165.A064 | 3 |  | A211.D531 |  |  |  | 600 | [9 empty] | 600 |  | #DIVIDE BY ZERO |  | -600 | #DIVIDE BY ZERO | #UNPARSEABLE | #BLOCKED |  | -20 | #DIVIDE BY ZERO | 0 | 0 | 0 | #DIVIDE BY ZERO | #DIVIDE BY ZERO
3-量產 |  |  | R |  | A163.A.PON | SE-A1 Access panel | A165.A07 | 2.5
[6 empty] | SE-A33 EMC Chamber Access panel(EMI) -Frequency: 30M - 18GHz > 100dB -Dimension: H30 x W30 cm -SMA Jack to Jack x 4 -N Jack to Jack x 2 -BNC Jack to Jack x 2 -2" Waveguide tube for extension cable through, 1 set -ST Connector x 6 | A165.A070 | 3 |  | A211.A330 |  | 1 |  | 0
3-量產 |  | 0 | R |  | A163.A.PON | SE-H Shielding Honeycomb Air Vent | A165-A09 | 2.5 | [17 empty] | #DIVIDE BY ZERO |  | 0 | #DIVIDE BY ZERO | #UNPARSEABLE | #BLOCKED |  | 0 | #DIVIDE BY ZERO | 0 | 0 | 0 | #DIVIDE BY ZERO | #DIVIDE BY ZERO
[6 empty] | SE-H23 Shielding Honeycomb Air Vent -Dimension: 0.3 x 0.3m (L/W) -Shielding effective: 30M - 18GHz > 100dB | A165-A090 | 3 |  | A211.H230 |  | 6 |  | 0
3-量產 |  |  | R |  | A163.A.PON | AB-E2 Absorber sets | A165.A11 | 2.5 | [5 empty] | 3237
[6 empty] | AB-E E&C VHY Absorber set(3M FAC-1277) -Pyramidal absorber -Installation method: By hung module -Layout follow drawing design for site performance -RoHS & REACH Compliant | A165.A110 | 3 |  | A212.E195 |  |  |  | 3237.115
3-量產 |  |  | R |  | A163.A.PON | AB-F1 Ferrite Tiles Set | A165.A12 | 2.5 | [5 empty] | 3421
[6 empty] | AB-F12 Ferrite Absorber (5M FAC) -Frequency: 30M - 1GHz -Dimension: L10.0 x W10.0 x H6.7mm -Installation method: By Screw -Layout follow drawing design for site performance | A165.A120 | 3 |  | A212.F124 |  |  |  | 3420.9
3-量產 |  | 0 | M/R |  | A163.A.PON | SE-F Power & Signal filter Set | A165.A15 | 2.5 | [17 empty] | #DIVIDE BY ZERO |  | 0 | #DIVIDE BY ZERO | #UNPARSEABLE | #BLOCKED |  | 0 | #DIVIDE BY ZERO | 0 | 0 | 0 | #DIVIDE BY ZERO | #DIVIDE BY ZERO
[6 empty] | SE-F Filter Set(EMC Standard) -SE-F32 3P4W 200 -380 VAC/16 A x 1 (EUT) -SE-F13 1P2W 100 -280 VAC/32 A x 1(EUT) -SE-F13 1P2W 100 -280 VAC/32 A x 1(LED/Equipment) -SE-F21 RJ11 x 1 -SE-F22 RJ45 100Mbps x 1 | A163.A150 | 3 |  | A211.F914 |  |  |  | 0
3-量產 |  |  | R |  | A163.A.PON | SE-C3 EMC Chamber Connect Box | A165.A27 | 2.5
[6 empty] | SE-C30 Connecting box set CP-1(near antenna mast) -SMA Jack to Jack x 2 -N Jack to Jack x 1 -Power plug x 1 CP-2(turntable center) -SMA Jack to Jack x 2 -N Jack to Jack x 1 -BNC Jack to Jack x 1 -Power plug x 1 -RJ11 connector -RJ45 connector | A165.A270 | 3 |  | A211C330 |  |  |  | 0
3-量產 |  |  | R |  | A116.A | SE-L Lighting | A165.A21 | 2.5
[6 empty] | SE-L23 LED Low Noise Flood Lighting -Power consumption: 150W -6m lifting system for maintenance | A165.A210 | 3 |  | A211.L230 |  | 6 |  | 0
3-量產 |  |  | R |  | A211.R | SE-V CCTV System | A165.A29 | 2.5
[6 empty] | SE-V22 Low Noise CCTV System-EMI standard -Optical zoom: 20X -Wall bracket mounting -24" Monitor included | A165.A290 | 3 |  | A211.V210 |  | 1 |  | 0
[6 empty] | SE-V22 Low Noise CCTV System-EMI middle class -Optical zoom: 30X -Wall bracket mounting -24" Monitor included -Pan/Tilt_with Zoom control | A165.A291 | 3 |  | A211.V211 |  | 1 |  | 280
[6 empty] | SE-V22 Low Noise CCTV System-EMI high class -Optical zoom: 30X -Wall bracket mounting -24" Monitor included -Pan/Tilt_with Zoom control -CISPR 25, Class 5 , -20db | A165.A292 | 3 |  | A211.V212 |  | 1 |  | 315
3-量產 | [5 empty] | SE-V CCTV System(Additional) | A165.A2A | 2.5
[6 empty] | SE-V22 Low Noise CCTV System-EMI middle class -Optical zoom: 30X -Wall bracket mounting -24" Monitor included -Pan/Tilt_with Zoom control | A165.A2A0 | 3 |  | A211.V211 |  | 1 |  | 280
[6 empty] | SE-V22 Low Noise CCTV System-EMI high class -Optical zoom: 30X -Wall bracket mounting -24" Monitor included -Pan/Tilt_with Zoom control -CISPR 25, Class 5 , -20db | A165.A2A1 | 3 |  | A211.V212 |  | 1 |  | 315
3-量產 |  | Y |  |  | A211.PON | SE-T Testing Table | A165.A38 | 2.5 | [17 empty] | #DIVIDE BY ZERO | 1300000 | 1300000 | 100% | #UNPARSEABLE | #BLOCKED | 60000 | 60000 | 100%
[6 empty] | SE-T13-1208 Low dielectric form testing table -Dimension: L1.5 x W0.8 x H0.8m -Material: low dielectric form -Commercial standard | A165.A380 |  |  | A211.T14 |  |  |  | 0
3-量產 | [5 empty] | SE-Z1 Platform | A165.A39 | 2.5
[6 empty] | SE-Z12 Round platform Diameter : 2.0m Height 0.5m | A165.A392 | 3 |  | A211.Z120 |  |  |  | 0
3-量產 |  | 5 | F |  | #UNPARSEABLE | E5 Control room Concatenation | A165.C.PON | 2 | [5 empty] | 700 | [9 empty] | 700 |  | #DIVIDE BY ZERO |  | -700 | #DIVIDE BY ZERO | #UNPARSEABLE | #BLOCKED |  | -23.3333 | #DIVIDE BY ZERO | 0 | 0 | 0 | #DIVIDE BY ZERO | #DIVIDE BY ZERO
3-量產 |  | 1 | R |  | A163.C.PON | SE-R3 Shielding Enclosure | A165.C01 | 2.5 | [17 empty] | #DIVIDE BY ZERO |  | 0 | #DIVIDE BY ZERO | #UNPARSEABLE | #BLOCKED |  | 0 | #DIVIDE BY ZERO | 0 | 0 | 0 | #DIVIDE BY ZERO | #DIVIDE BY ZERO
|  | 0 |  |  |  | SE-R33 Shielding Room(CR-633 Standard) -Outside Dimension: L6.4 x W3.0 x H3.0m +/-5cm -Shielding effective: 30M - 18GHz > 100dB -Modular steel pan type by 2mm galvanized steel sheet -Painted on visual panel | A165.C010 | 3 |  | A211.R633 |  | 1 |  | 700 | [9 empty] | 700 |  | #DIVIDE BY ZERO |  | -700 | #DIVIDE BY ZERO | #UNPARSEABLE | #BLOCKED |  | -23.3333 | #DIVIDE BY ZERO | 0 | 0 | 0 | #DIVIDE BY ZERO | #DIVIDE BY ZERO
3-量產 |  | 1 | R |  | A163.C.PON | SE-P1 Raised floor | A165.C03 | 2.5 | [17 empty] | #DIVIDE BY ZERO |  | 0 | #DIVIDE BY ZERO | #UNPARSEABLE | #BLOCKED |  | 0 | #DIVIDE BY ZERO | 0 | 0 | 0 | #DIVIDE BY ZERO | #DIVIDE BY ZERO
|  | 0 |  |  | A163.C.PON | SE-P11 Standard Raised Floor -Raised Floor: H0.13m -Max. Loading: 300kg/m2 -Metal support with 2.0mm Galvanized steel -PVC flooring tiles | A165.C030 | 3 |  | A211.P121 |  | 1 |  | 0 | [9 empty] | 0 |  | #DIVIDE BY ZERO |  | 0 | #DIVIDE BY ZERO | #UNPARSEABLE | #BLOCKED |  | 0 | #DIVIDE BY ZERO | 0 | 0 | 0 | #DIVIDE BY ZERO | #DIVIDE BY ZERO
3-量產 |  | 1 | R |  | A163.C.PON | SE-D3 Shielding Swing Door | A165.C05 | 2.5 | [17 empty] | #DIVIDE BY ZERO |  | 0 | #DIVIDE BY ZERO | #UNPARSEABLE | #BLOCKED |  | 0 | #DIVIDE BY ZERO | 0 | 0 | 0 | #DIVIDE BY ZERO | #DIVIDE BY ZERO
|  | 0 |  |  | A163.C.PON | SE-D32 EMC Shielding Swing Door(Standard) -Dimension W1.0 x H2.0m -Blade contact auto-latching -Shielding effective: 30M - 18GHz > 100dB -Manual operation for emergency | A165.C050 | 3 |  | A211.D321 |  | 1 |  | 0 | [9 empty] | 0 |  | #DIVIDE BY ZERO |  | 0 | #DIVIDE BY ZERO | #UNPARSEABLE | #BLOCKED |  | 0 | #DIVIDE BY ZERO | 0 | 0 | 0 | #DIVIDE BY ZERO | #DIVIDE BY ZERO
3-量產 |  | 1 | R |  | A163.C.PON | SE-H Shielding Honeycomb Air Vent | A165.C09 | 2.5 | [17 empty] | #DIVIDE BY ZERO |  | 0 | #DIVIDE BY ZERO | #UNPARSEABLE | #BLOCKED |  | 0 | #DIVIDE BY ZERO | 0 | 0 | 0 | #DIVIDE BY ZERO | #DIVIDE BY ZERO
|  | 0 |  |  |  | SE-H23 Shielding Honeycomb Air Vent -Dimension: 0.3 x 0.3m (L/W) -Shielding effective: 30M - 18GHz > 100dB | A165.C090 | 3 |  | A211.H230 |  | 4 |  | 0 | [9 empty] | 0 |  | #DIVIDE BY ZERO |  | 0 | #DIVIDE BY ZERO | #UNPARSEABLE | #BLOCKED |  | 0 | #DIVIDE BY ZERO | 0 | 0 | 0 | #DIVIDE BY ZERO | #DIVIDE BY ZERO
3-量產 |  | 0 | M/R |  | A162.A.PON | SE-F Power & Signal filter Set | A165.C15 | 2.5 | [17 empty] | #DIVIDE BY ZERO |  | 0 | #DIVIDE BY ZERO | #UNPARSEABLE | #BLOCKED |  | 0 | #DIVIDE BY ZERO | 0 | 0 | 0 | #DIVIDE BY ZERO | #DIVIDE BY ZERO
[6 empty] | SE-F Filter Set(CR Standard) -SE-F13 1P2W 100 -280 VAC/32 A x 2 -SE-F21 RJ11 x 1 -SE-F22-02 RJ45 1Gbps x 1 | A165.C150 | 3 |  | A211.F915 |  | 1 |  | 0
3-量產 |  |  | R |  | A116.A | SE-L Lighting | A165.C21 | 2.5
[6 empty] | SE-L31 LED Lighting -Power consumption: 50W | A165.C210 | 3 |  | A211.L311 |  | 4 |  | 0
0-未開 |  | 5 | F |  | #UNPARSEABLE | E5 Power Amplifier Room Concatenation | A165.D.PON | 2 | [17 empty] | #DIVIDE BY ZERO |  | 0 | #DIVIDE BY ZERO | #UNPARSEABLE | #BLOCKED |  | 0 | #DIVIDE BY ZERO | 0 | 0 | 0 | #DIVIDE BY ZERO | #DIVIDE BY ZERO
3-量產 |  | 1 | R |  | A163.C.PON | SE-R3 Shielding Enclosure | A165.D01 | [18 empty] | #DIVIDE BY ZERO |  | 0 | #DIVIDE BY ZERO | #UNPARSEABLE | #BLOCKED |  | 0 | #DIVIDE BY ZERO | 0 | 0 | 0 | #DIVIDE BY ZERO | #DIVIDE BY ZERO
|  | 0 |  |  | A163.C.PON | SE-R33 Shielding Room(AR-233 Standard) -Outside Dimension: L3.0 x W2.0 x H3.0m +/-5cm -Shielding effective: 30M - 18GHz > 100dB -Modular steel pan type by 2mm galvanized steel sheet -Painted on visual panel | A165.D010 |  |  | A211.R323 |  | 1 |  | 400 | [9 empty] | 400 |  | #DIVIDE BY ZERO |  | -400 | #DIVIDE BY ZERO | #UNPARSEABLE | #BLOCKED |  | -13.3333 | #DIVIDE BY ZERO | 0 | 0 | 0 | #DIVIDE BY ZERO | #DIVIDE BY ZERO
3-量產 |  | 1 | R |  | A163.C.PON | SE-P1 Raised floor | A165.D03 | [18 empty] | #DIVIDE BY ZERO |  | 0 | #DIVIDE BY ZERO | #UNPARSEABLE | #BLOCKED |  | 0 | #DIVIDE BY ZERO | 0 | 0 | 0 | #DIVIDE BY ZERO | #DIVIDE BY ZERO
|  | 0 |  |  | A163.C.PON | SE-P11 Standard Raised Floor -Raised Floor: H0.13m -Max. Loading: 300kg/m2 -Metal support with 2.0mm Galvanized steel -PVC flooring tiles | A165.D030 |  |  | A211.P121 |  | 1 | [13 empty] | #DIVIDE BY ZERO |  | 0 | #DIVIDE BY ZERO | #UNPARSEABLE | #BLOCKED |  | 0 | #DIVIDE BY ZERO | 0 | 0 | 0 | #DIVIDE BY ZERO | #DIVIDE BY ZERO
3-量產 |  | 0 | R |  | A163.C.PON | SE-D3 Shielding Swing Door | A165.D05 | [18 empty] | #DIVIDE BY ZERO |  | 0 | #DIVIDE BY ZERO | #UNPARSEABLE | #BLOCKED |  | 0 | #DIVIDE BY ZERO | 0 | 0 | 0 | #DIVIDE BY ZERO | #DIVIDE BY ZERO
[6 empty] | SE-D32 EMC Shielding Swing Door(Standard) -Dimension W1.0 x H2.0m -Blade contact auto-latching -Shielding effective: 30M - 18GHz > 100dB -Manual operation for emergency | A165.D050 |  |  | A211.D321 |  | 1
3-量產 |  |  | R |  | A163.A.PON | SE-A1 Access panel | A165.D07
[6 empty] | SE-A13 Access panel -Frequency: 30M - 18GHz > 100dB -Dimension: L30 x W30 cm -SMA Jack to Jack x 6 -N Jack to Jack x 2 -2" Waveguide tube for extension cable through, 1 set | A165.D070 |  |  | A211.A131 |  | 1
3-量產 |  | 1 | R |  | A163.C.PON | SE-H Shielding Honeycomb Air Vent | A165.D09 | [18 empty] | #DIVIDE BY ZERO |  | 0 | #DIVIDE BY ZERO | #UNPARSEABLE | #BLOCKED |  | 0 | #DIVIDE BY ZERO | 0 | 0 | 0 | #DIVIDE BY ZERO | #DIVIDE BY ZERO
|  | 0 |  |  |  | SE-H23 Shielding Honeycomb Air Vent -Dimension: 0.3 x 0.3m (L/W) -Shielding effective: 30M - 18GHz > 100dB | A165.D090 |  |  | A211.H230 |  | 1 | [13 empty] | #DIVIDE BY ZERO |  | 0 | #DIVIDE BY ZERO | #UNPARSEABLE | #BLOCKED |  | 0 | #DIVIDE BY ZERO | 0 | 0 | 0 | #DIVIDE BY ZERO | #DIVIDE BY ZERO
3-量產 |  | 0 | M/R |  | A162.A.PON | SE-F Power & Signal filter Set | A165.D21 | [18 empty] | #DIVIDE BY ZERO |  | 0 | #DIVIDE BY ZERO | #UNPARSEABLE | #BLOCKED |  | 0 | #DIVIDE BY ZERO | 0 | 0 | 0 | #DIVIDE BY ZERO | #DIVIDE BY ZERO
[6 empty] | SE-F Filter Set(AR Standard) -SE-F13 1P2W 100 -280 VAC/32 A x 2 | A165.D210 |  |  | A211.F916 |  | 1
3-量產 |  |  | R |  | A116.A | SE-L Lighting | A165.D33
[6 empty] | SE-L31 LED Lighting -Power consumption: 50W | A165.D330 |  |  | A211.L311 |  | 2
3-量產 |  | 1 | F |  | #UNPARSEABLE | E5 Positioner & Control System | A165.E.PON | 2 | [5 empty] | 720 | [9 empty] | 720 |  | #DIVIDE BY ZERO |  | -720 | #DIVIDE BY ZERO | #UNPARSEABLE | #BLOCKED |  | -24 | #DIVIDE BY ZERO | 0 | 0 | 0 | #DIVIDE BY ZERO | #DIVIDE BY ZERO
3-量產 |  | Y |  |  | A217.PON | AE-T1 EMC 2D Turntable 2D+3D | A165.E01 | 2.5 | 基本功能 | [16 empty] | #DIVIDE BY ZERO | 1300000 | 1300000 | 100% | #UNPARSEABLE | #BLOCKED | 60000 | 60000 | 100%
[6 empty] | AE-T13-200 2D Turntable -Diameter :2.0m -Max. loading: 500 Kg -Max. speed: 3 RPM -Positioning accuracy + / - 1∘ -Power consumption: 200W | A165.E010 | 3 |  | A217.T134 |  | 1 |  | 300
2-開發 | [5 empty] | AE-T13-150 3D Turntable -Diameter :2.0m -Max. loading: 500 Kg -Max. speed: 3 RPM -Positioning accuracy + / - 1∘ -Power consumption: 200W -Moveable PHI PHI axis type | A165.E011 | 3 |  | A217.T136 |  | 1 |  | 450
3-量產 |  |  | R |  | A163.E.PON | AE-T22 Antenna Tower | A165.E09 | 2.5
[6 empty] | AE-T22-400 Bore-sight Antenna Tower(EMI) -Scanning range: 1 - 4m -Max. loading: 10 Kg -Bore-sight function -Antenna polarization switching: By pneumatic. -Power consumption: 100W | A165.E090 | 3 |  | A217.T224 |  | 1 |  | 340
[6 empty] | AE-T23-200 Automatic Antenna Tower -Scanning range: 1 - 2m -Max. loading: 10 Kg -Antenna polarization switching: By pneumatic. -Power consumption: 100W | A165.E091 | 3 |  | A217.T232 |  | 1 |  | 190
3-量產 |  |  | R |  | A163.E.PON | AE-T4 Controller | A165.E17 | 2.5
[6 empty] | AE-T41 Dual Channel Positroner Controller -Standard 19" rack mount -Control type: Fiber optical with ST connector | A165.E170 | 3 |  | A217.T41 |  | 1 |  | 80
3-量產 |  | 0 | F |  | #UNPARSEABLE | E5 Acceptance | A165.V.PON | 2 | [5 empty] | 200 | [9 empty] | 200 |  | #DIVIDE BY ZERO |  | -200 | #DIVIDE BY ZERO | #UNPARSEABLE | #BLOCKED |  | -6.6667 | #DIVIDE BY ZERO | 0 | 0 | 0 | #DIVIDE BY ZERO | #DIVIDE BY ZERO
3-量產 |  |  | R |  | A163.V.PON | Hardware item check | A165.V01 | 2.5
[5 empty] | A163.V.PON | Hardware Item Check -Anechoic Chamber -Positioner & Control system | A165.V010 | 3 |  | A421.V010
3-量產 |  |  | R |  | A163.V.PON | Shielding Effective | A165.V11 | 2.5
[5 empty] | A163.V.PON | Shielding Effective (Standard) -Frequency: 0.03 - 18 GHz -Isolation requirement: >100 dB -Test 8 positions on chamber -Test Frequency: 0.03 / 0.1 / 1 / 6 / 10 / 18.0 GHz -According EN50147-1 standard -Operate the testing by Atenlab | A165.V110 | 3 |  | A421.V110 |  | 1
[5 empty] | A163.V.PON | Shielding Effective (Standard) -Frequency: 0.03 - 18 GHz -Isolation requirement: >100 dB -Test 8 positions on chamber -Test Frequency: 0.03 / 0.1 / 1 / 6 / 10 / 18.0 GHz -According EN50147-1 standard -Operate the testing by 3rd party | A165.V111 | 3 |  | A421.V111 |  | 1
[5 empty] | A163.V.PON | Shielding Effective (Oversea) -Frequency: 0.03 - 18 GHz -Isolation requirement: >100 dB -Test 8 positions on chamber -Test Frequency: 0.03 / 0.1 / 1 / 6 / 10 / 18.0 GHz -According EN50147-1 standard -Operate the testing by 3rd party, the buyer need to survey the tester and pay the testing fee | A165.V112 | 3 |  | A421.V112 |  | 1
3-量產 |  |  | R |  | A163.V.PON | Site Performance | A165.V21 | 2.5
[5 empty] | A163.V.PON | RE FAC Site Performance Test (standard test zone) Local Operate the testing by 3rd party Free Space Normalization Standard Attenuation Testing (FS-NSA) -Frequency: 30M - 1GHz -Testing distance: 3m -Testing Zone: 2.0m -NSA performance: ± 4.0dB -According the testing standard CISPR16-1-4 procedure Site VSWR Testing (SVSWR) -Frequency: 1G - 18GHz -Testing distance: 3m -Testing Zone: 2.0m -Site VSWR performance: ≦ 6.0 dB -According the testing standard CISPR16-1-4 procedure -The buyer need to prepare receive antenna | A165.V310 | 3 |  | A421.V217 |  | 1 |  | 500
[5 empty] | A163.V.PON | RE FAC Site Performance Test (standard test zone) Oversea Operate the testing by 3rd party, the buyer need to survey the tester and pay the testing fee Free Space Normalization Standard Attenuation Testing (FS-NSA) -Frequency: 30M - 1GHz -Testing distance: 3m -Testing Zone: 2.0m -NSA performance: ± 4.0dB -According the testing standard CISPR16-1-4 procedure Site VSWR Testing (SVSWR) -Frequency: 1G - 18GHz -Testing distance: 3m -Testing Zone: 2.0m -Site VSWR performance: ≦ 6.0 dB -According the testing standard CISPR16-1-4 procedure -The buyer need to prepare receive antenna | A165.V311 | 3 |  | A421.V218 |  | 1
3-量產 |  | 1 | F |  | #UNPARSEABLE | E5 Chamber System Warranty | A165.W.PON | [6 empty] | 200 | [9 empty] | 200 |  | #DIVIDE BY ZERO |  | -200 | #DIVIDE BY ZERO | #UNPARSEABLE | #BLOCKED |  | -6.6667 | #DIVIDE BY ZERO | 0 | 0 | 0 | #DIVIDE BY ZERO | #DIVIDE BY ZERO
3-量產 |  | 2 | N |  | A163.W.PON | E5 Chamber System Warranty | A165.W01 |  | 免費 | [16 empty] | #DIVIDE BY ZERO |  | 0 | #DIVIDE BY ZERO | #UNPARSEABLE | #BLOCKED |  | 0 | #DIVIDE BY ZERO | 0 | 0 | 0 | #DIVIDE BY ZERO | #DIVIDE BY ZERO
3-量產 |  | 0 | N |  | A163.W.PON | E5 System 2 years warranty -Hardware coverage in case of natural damage | A1635.W010 |  | 免費 | [16 empty] | #DIVIDE BY ZERO |  | 0 | #DIVIDE BY ZERO | #UNPARSEABLE | #BLOCKED |  | 0 | #DIVIDE BY ZERO | 0 | 0 | 0 | #DIVIDE BY ZERO | #DIVIDE BY ZERO
3-量產 |  | 0 | N |  | A163.W.PON | E5 System 1 years warranty -Hardware coverage in case of natural damage | A165.W011 |  | 免費 | [16 empty] | #DIVIDE BY ZERO |  | 0 | #DIVIDE BY ZERO | #UNPARSEABLE | #BLOCKED |  | 0 | #DIVIDE BY ZERO | 0 | 0 | 0 | #DIVIDE BY ZERO | #DIVIDE BY ZERO
1-評估 |  | 6 |  |  | A16 | E7 Car Parts Chamber System+MIL 461 | A167.PON | 1 | 車規零件測試電波暗室[774] |  |  | 0 | 5000 | 3000 | 4000 | 20% | 25% | 0 | 0 | #DIVIDE BY ZERO | 0% | 0% |  | 3000 | 5000 | -99900% | 5000000 | 4997000 | 99.94% | #UNPARSEABLE | #BLOCKED | 170000 | 169900 | 99.94% | 0 | 0 | 0 | #DIVIDE BY ZERO | #DIVIDE BY ZERO
3-量產 |  | 10 | F |  | #UNPARSEABLE | E7 Car Parts Anechoic Chamber | A167.A | 2 | [17 empty] | #DIVIDE BY ZERO |  | 0 | #DIVIDE BY ZERO | #UNPARSEABLE | #BLOCKED |  | 0 | #DIVIDE BY ZERO | 0 | 0 | 0 | #DIVIDE BY ZERO | #DIVIDE BY ZERO
3-量產 |  | 3 | R |  | A163.A.PON | SE-R3 EMC Shielding Room | A167.A01 | [18 empty] | #DIVIDE BY ZERO |  | 0 | #DIVIDE BY ZERO | #UNPARSEABLE | #BLOCKED |  | 0 | #DIVIDE BY ZERO | 0 | 0 | 0 | #DIVIDE BY ZERO | #DIVIDE BY ZERO
5-報價 |  | 0 | A1 |  | A163.A01 | SE-R34 Shielding Room(E7-884 Standard) -Panel outside Dimension: L8.1 x W8.1 x H4.5m -Modular steel pan type shielded enclosure by 2mm galvanized steel sheet -Painted on visual panel -Self support structure cover shielding enclosure | A167.A010 | [5 empty] | 2000 | [9 empty] | Q20446-Cambodia ITC Q20108-Vietnam Viettel |  | 2000 | 100% |  | 0 | #DIVIDE BY ZERO | #UNPARSEABLE | #BLOCKED |  | 0 | #DIVIDE BY ZERO | 0 | 0 | 0 | #DIVIDE BY ZERO | #DIVIDE BY ZERO
3-量產 |  | 0 | A |  | A163.A01 | SE-R34 Shielding Room(E7-774) -Panel outside Dimension: L7.1 x W7.1 x H4.5m -Modular steel pan type shielded enclosure by 2mm galvanized steel sheet -Painted on visual panel -Self support structure cover shielding enclosure | A167.A011 | [18 empty] | #DIVIDE BY ZERO |  | 0 | #DIVIDE BY ZERO | #UNPARSEABLE | #BLOCKED |  | 0 | #DIVIDE BY ZERO | 0 | 0 | 0 | #DIVIDE BY ZERO | #DIVIDE BY ZERO
5-報價 |  | 0 |  |  | A163.A01 | SE-R34 Shielding Room(E7-1284) -Panel outside Dimension: L12.2 x W8.1 x H4.5m -Modular steel pan type shielded enclosure by 2mm galvanized steel sheet -Painted on visual panel -Self support structure cover shielding enclosure | A167.A012 | [5 empty] | 3000 | [11 empty] | 3000 | 100% |  | 0 | #DIVIDE BY ZERO | #UNPARSEABLE | #BLOCKED |  | 0 | #DIVIDE BY ZERO | 0 | 0 | 0 | #DIVIDE BY ZERO | #DIVIDE BY ZERO
3-量產 |  | 2 | R |  | A163.A.PON | SE-P1 Raised floor | A167.A03 | [18 empty] | #DIVIDE BY ZERO |  | 0 | #DIVIDE BY ZERO | #UNPARSEABLE | #BLOCKED |  | 0 | #DIVIDE BY ZERO | 0 | 0 | 0 | #DIVIDE BY ZERO | #DIVIDE BY ZERO
5-報價 |  | 0 | A1 |  | A163.A03 | SE-P13 Standard Raised Floor(Standard) -Raised Floor: H0.3m -Max. Loading: 300kg/m2 -Metal support with 2.0mm Galvanized steel -PVC flooring tiles | A167.A030 | [18 empty] | #DIVIDE BY ZERO |  | 0 | #DIVIDE BY ZERO | #UNPARSEABLE | #BLOCKED |  | 0 | #DIVIDE BY ZERO | 0 | 0 | 0 | #DIVIDE BY ZERO | #DIVIDE BY ZERO
5-報價 |  | 0 | A1 |  | A163.A03 | SE-P15 Standard Raised Floor(Standard) -Raised Floor: H0.3m -Max. Loading: 500kg/m2 -Metal support with 2.0mm Galvanized steel -PVC flooring tiles | A167.A031 | [18 empty] | #DIVIDE BY ZERO |  | 0 | #DIVIDE BY ZERO | #UNPARSEABLE | #BLOCKED |  | 0 | #DIVIDE BY ZERO | 0 | 0 | 0 | #DIVIDE BY ZERO | #DIVIDE BY ZERO
3-量產 |  | 2 | R |  | A163.A.PON | SE-D3 Shielding Swing Door | A167.A05 | [18 empty] | #DIVIDE BY ZERO |  | 0 | #DIVIDE BY ZERO | #UNPARSEABLE | #BLOCKED |  | 0 | #DIVIDE BY ZERO | 0 | 0 | 0 | #DIVIDE BY ZERO | #DIVIDE BY ZERO
5-報價 |  | 0 |  |  | A163.A05 | SE-D32 EMC Shielding Swing Door(Standard) -Dimension W1.2 x H2.1m -Blade contact auto-latching -Shielding effective: 30M - 18GHz > 100dB -Manual operation for emergency | A167.A050 | [5 empty] | 200 | [11 empty] | 200 | 100% |  | 0 | #DIVIDE BY ZERO | #UNPARSEABLE | #BLOCKED |  | 0 | #DIVIDE BY ZERO | 0 | 0 | 0 | #DIVIDE BY ZERO | #DIVIDE BY ZERO
0-未開 |  | 0 |  |  | A163.A05 | SE-D31 EMC Shielding Swing Door -Dimension W1.0 x H2.1m -Blade contact auto-latching -Shielding effective: 30M - 18GHz > 100dB -Manual operation for emergency | A167.A051 | [18 empty] | #DIVIDE BY ZERO |  | 0 | #DIVIDE BY ZERO | #UNPARSEABLE | #BLOCKED |  | 0 | #DIVIDE BY ZERO | 0 | 0 | 0 | #DIVIDE BY ZERO | #DIVIDE BY ZERO
3-量產 |  | 2 | R |  | A163.A.PON | SE-D5 Shielding Sliding Door | A167.A06 | [18 empty] | #DIVIDE BY ZERO |  | 0 | #DIVIDE BY ZERO | #UNPARSEABLE | #BLOCKED |  | 0 | #DIVIDE BY ZERO | 0 | 0 | 0 | #DIVIDE BY ZERO | #DIVIDE BY ZERO
5-報價 |  | 0 |  |  | A163.A06 | SE-D52 EMC Shielding Sliding door(Auto-latching) -Dimension: W2.1 x H2.1m -Support 60cm sliding space for absorber -Blade contact sliding door -Testing in process indicator -Shielding effective: 30M - 18GHz > 100dB -Manual operation for emergency | A167.A060 | [5 empty] | 700 | [11 empty] | 700 | 100% |  | 0 | #DIVIDE BY ZERO | #UNPARSEABLE | #BLOCKED |  | 0 | #DIVIDE BY ZERO | 0 | 0 | 0 | #DIVIDE BY ZERO | #DIVIDE BY ZERO
0-未開 |  | 0 |  |  |  | SE-D51 EMC Shielding Sliding door(Auto-latching) -Dimension: W1.5 x H2.1m -Support 60cm sliding space for absorber -Blade contact sliding door -Testing in process indicator -Shielding effective: 30M - 18GHz > 100dB -Manual operation for emergency | A167.A061 | [18 empty] | #DIVIDE BY ZERO |  | 0 | #DIVIDE BY ZERO | #UNPARSEABLE | #BLOCKED |  | 0 | #DIVIDE BY ZERO | 0 | 0 | 0 | #DIVIDE BY ZERO | #DIVIDE BY ZERO
3-量產 |  |  | R |  | A163.A.PON | SE-A3 EMC Chamber Access panel | A167.A07
5-報價 |  |  |  |  | A163.A07 | SE-A33 EMC Chamber Access panel -Frequency: 30M - 18GHz > 100dB -Dimension: L30 x W30 cm -SMA Jack to Jack x 4 -N Jack to Jack x 2 -BNC Jack to Jack x 2 -2" Waveguide tube for extension cable through, 1 set -ST Connector x 6 | A167.A070 | [5 empty] | 50
3-量產 |  |  | R |  | A163.A.PON | SE-C Connect Panel set | A167.A08
5-報價 |  |  |  |  | A163.A27 | SE-C30 Connecting box set -Dimension: L30 x W30 x D30cm -SMA Jack to Jack x 4 -N Jack to Jack x 2 -BNC Jack to Jack x 2 -2" Waveguide tube x 1 -Power plug x 2 -One for Control room -One for PA room -One for Antenna tower -One for turntable -One for access panel of SAC | A167.A080
3-量產 |  | 1 | R |  | A163.A.PON | SE-H Shielding Honeycomb Air Vent | A167-A09 | [18 empty] | #DIVIDE BY ZERO |  | 0 | #DIVIDE BY ZERO | #UNPARSEABLE | #BLOCKED |  | 0 | #DIVIDE BY ZERO | 0 | 0 | 0 | #DIVIDE BY ZERO | #DIVIDE BY ZERO
5-報價 |  | 0 |  |  | A163-A09 | SE-H23 Shielding Honeycomb Air Vent -Dimension: 0.3 x 0.3m (L/W) -Shielding effective: 30M - 18GHz > 100dB | A167.A090 |  |  |  |  | 4 | 50 | [11 empty] | 50 | 100% |  | 0 | #DIVIDE BY ZERO | #UNPARSEABLE | #BLOCKED |  | 0 | #DIVIDE BY ZERO | 0 | 0 | 0 | #DIVIDE BY ZERO | #DIVIDE BY ZERO
|  |  | R |  | A163.A.PON | RF Pyramidal Absorber (Atenlab) | A167.A11
|  | 0 | A |  | A163.A11 | AB-X2 EPP Pyramidal Absorber Set (E3-966) -Material: Expandable Polypropylene -Frequency: 0.4G - 18GHz -AB-X22: 30cm/60cm height pyramid absorber -AB-X24: 5cm height flatten absorber -White cap cover on absorbers -RoHS & REACH Compliant | A167.A110 | [18 empty] | #DIVIDE BY ZERO |  | 0 | #DIVIDE BY ZERO | #UNPARSEABLE | #BLOCKED |  | 0 | #DIVIDE BY ZERO | 0 | 0 | 0 | #DIVIDE BY ZERO | #DIVIDE BY ZERO
|  | 0 | A1 |  | A163.A11 | Absorber(Standard) -Pyramidal absorber -Installation method: By hung module -Layout follow drawing design for site performance -White cap cover on absorbers | A167.A110 | [18 empty] | #DIVIDE BY ZERO |  | 0 | #DIVIDE BY ZERO | #UNPARSEABLE | #BLOCKED |  | 0 | #DIVIDE BY ZERO | 0 | 0 | 0 | #DIVIDE BY ZERO | #DIVIDE BY ZERO
|  |  | R |  | A163.A.PON | RF Pyramidal Absorber (E&C) | A167.A31
|  | 0 | A1 |  | A163.A11 | E&C VHY Absorber(Standard) -Pyramidal absorber -Installation method: By hung module -Layout follow drawing design for site performance -White cap cover on absorbers(產地問題) --RoHS & REACH Compliant | A167.A310 | [18 empty] | #DIVIDE BY ZERO |  | 0 | #DIVIDE BY ZERO | #UNPARSEABLE | #BLOCKED |  | 0 | #DIVIDE BY ZERO | 0 | 0 | 0 | #DIVIDE BY ZERO | #DIVIDE BY ZERO
|  | 0 | A |  | A163.A11 | Absorber | A167.A112 | [18 empty] | #DIVIDE BY ZERO |  | 0 | #DIVIDE BY ZERO | #UNPARSEABLE | #BLOCKED |  | 0 | #DIVIDE BY ZERO | 0 | 0 | 0 | #DIVIDE BY ZERO | #DIVIDE BY ZERO
3-量產 |  |  | R |  | A163.A.PON | RF Pyramidal Absorber (TDK) | A167.A51
5-報價 |  | 0 | A1 |  | A163.A11 | IP Material TDK EMC/Microwave absorber -Material: Styrofoam -Installation method: By hung module -Layout follow drawing design for site performance -White cap cover on absorbers | A167.A510 | [18 empty] | #DIVIDE BY ZERO |  | 0 | #DIVIDE BY ZERO | #UNPARSEABLE | #BLOCKED |  | 0 | #DIVIDE BY ZERO | 0 | 0 | 0 | #DIVIDE BY ZERO | #DIVIDE BY ZERO
|  |  | R |  | A163.A.PON | RF Pyramidal Absorber (....) | A167.A71
|  | 0 | A1 |  | A163.A11 | Absorber(Standard) -Pyramidal absorber -Installation method: By hung module -Layout follow drawing design for site performance -White cap cover on absorbers | A167.A110 | [18 empty] | #DIVIDE BY ZERO |  | 0 | #DIVIDE BY ZERO | #UNPARSEABLE | #BLOCKED |  | 0 | #DIVIDE BY ZERO | 0 | 0 | 0 | #DIVIDE BY ZERO | #DIVIDE BY ZERO
|  | 0 | A |  | A163.A11 | Absorber(E&C) -Pyramidal absorber -Installation method: By hung module -Layout follow drawing design for site performance -White cap cover on absorbers | A167.A111 | [18 empty] | #DIVIDE BY ZERO |  | 0 | #DIVIDE BY ZERO | #UNPARSEABLE | #BLOCKED |  | 0 | #DIVIDE BY ZERO | 0 | 0 | 0 | #DIVIDE BY ZERO | #DIVIDE BY ZERO
|  | 0 | A |  | A163.A11 | Absorber | A167.A112 | [18 empty] | #DIVIDE BY ZERO |  | 0 | #DIVIDE BY ZERO | #UNPARSEABLE | #BLOCKED |  | 0 | #DIVIDE BY ZERO | 0 | 0 | 0 | #DIVIDE BY ZERO | #DIVIDE BY ZERO
|  |  | R |  | A163.A.PON | AB-F1 Ferrite Tiles Set (Atenlab) | A167.A12
5-報價 |  | 0 | A1 |  | A163.A11 | AB-F12 Ferrite Absorber (Standard) -Material: Expandable Polypropylene -Frequency: 30M - 1GHz -Dimension: L10.0 x W10.0 x H6.7mm -Installation method: By Screw -Layout follow drawing design for site performance -White cap cover on ferrite absorber | A167.A120 | [18 empty] | #DIVIDE BY ZERO |  | 0 | #DIVIDE BY ZERO | #UNPARSEABLE | #BLOCKED |  | 0 | #DIVIDE BY ZERO | 0 | 0 | 0 | #DIVIDE BY ZERO | #DIVIDE BY ZERO
3-量產 |  |  | R |  | A163.A.PON | Ferrite Absorber (SW) | A167.A32
5-報價 |  | 0 | A1 |  | A163.A11 | Samwha SN-20 -Initial permeability 2000+/- 20% -Relative loss factor: 25@0.1GHz -Dimension: L10.0 x W10.0 x H6.7mm -Installation method: By Screw -White cap cover on ferrite tiles wall(產地問題) | A167.A320 | [18 empty] | #DIVIDE BY ZERO |  | 0 | #DIVIDE BY ZERO | #UNPARSEABLE | #BLOCKED |  | 0 | #DIVIDE BY ZERO | 0 | 0 | 0 | #DIVIDE BY ZERO | #DIVIDE BY ZERO
|  |  | R |  | A163.A.PON | Ferrite Absorber (TDK) | A167.A52
|  | 0 | A1 |  | A163.A11 | Ferrite Tile -Dimension: 100*100*6.7mm -Screw and plastic pad -Inner 5 surface installation | A167.A120 | [18 empty] | #DIVIDE BY ZERO |  | 0 | #DIVIDE BY ZERO | #UNPARSEABLE | #BLOCKED |  | 0 | #DIVIDE BY ZERO | 0 | 0 | 0 | #DIVIDE BY ZERO | #DIVIDE BY ZERO
|  |  | R |  | A163.A.PON | Ferrite Absorber (....) | A167.A72
|  | 0 | A1 |  | A163.A11 | Ferrite Tile -Dimension: 100*100*6.7mm -Screw and plastic pad -Inner 5 surface installation | A167.A120 | [18 empty] | #DIVIDE BY ZERO |  | 0 | #DIVIDE BY ZERO | #UNPARSEABLE | #BLOCKED |  | 0 | #DIVIDE BY ZERO | 0 | 0 | 0 | #DIVIDE BY ZERO | #DIVIDE BY ZERO
|  | 0 | M/R |  | A163.A.PON | SE-F1 Power filter (Single phase) | A167.A13 | [18 empty] | #DIVIDE BY ZERO |  | 0 | #DIVIDE BY ZERO | #UNPARSEABLE | #BLOCKED |  | 0 | #DIVIDE BY ZERO | 0 | 0 | 0 | #DIVIDE BY ZERO | #DIVIDE BY ZERO
|  | 0 | M/R |  | A163.A.PON | SE-F3 Power filter (3 phase) | A167.A14 | [18 empty] | #DIVIDE BY ZERO |  | 0 | #DIVIDE BY ZERO | #UNPARSEABLE | #BLOCKED |  | 0 | #DIVIDE BY ZERO | 0 | 0 | 0 | #DIVIDE BY ZERO | #DIVIDE BY ZERO
[5 empty] | #UNPARSEABLE | Power Filter -Type: -MAX. Current: 30A | A167-A14
|  | 0 | M/R |  | A163.A.PON | SE-F2 Signal Filter | A167.A17 | [18 empty] | #DIVIDE BY ZERO |  | 0 | #DIVIDE BY ZERO | #UNPARSEABLE | #BLOCKED |  | 0 | #DIVIDE BY ZERO | 0 | 0 | 0 | #DIVIDE BY ZERO | #DIVIDE BY ZERO
[5 empty] | #UNPARSEABLE | Data Filter Set -RJ11x1 -RJ45 10M/100M x 1 | A167.A170
3-量產 |  | 0 | M/R |  | A163.A.PON | SE-F Filter set | A167.A21 | [18 empty] | #DIVIDE BY ZERO |  | 0 | #DIVIDE BY ZERO | #UNPARSEABLE | #BLOCKED |  | 0 | #DIVIDE BY ZERO | 0 | 0 | 0 | #DIVIDE BY ZERO | #DIVIDE BY ZERO
5-報價 |  |  |  |  | A163.A15 | SE-F Filter Set(Standard) -SE-F32 3P4W 200 -380 VAC/300 A x 1 (EUT) -SE-F13 1P2W 100 -280 VAC/100 A x 1(EUT) -SE-F13 1P2W 100 -280 VAC/30 A x 1(LED/Equipment) -SE-F21 RJ11 x 1 -SE-F22 RJ45 100Mbps x 1 | A167.A210
|  |  | R |  | A173.A.PON | SE-X Laser Alignment System(不需要) | A167.A31
|  | 0 | A |  | A173.A17 | SE-X31 Laser Alignment System -Independent 3 red laser line -Mounting type: Wall bracket -Horizontal alignment: 1 line -Vertical alignment: 2 line -Power input: DC12V -Max. currency: 1A | A167.A310 |  | Q211111安普新 |  |  | 1 | 10 | [11 empty] | 10 | 100% |  | 0 | #DIVIDE BY ZERO | #UNPARSEABLE | #BLOCKED |  | 0 | #DIVIDE BY ZERO | 0 | 0 | 0 | #DIVIDE BY ZERO | #DIVIDE BY ZERO
3-量產 |  |  | R |  | A116.A | SE-L Lighting | A167.A33
5-報價 |  |  |  |  | A162.A23 | SE-L23 LED Low Noise Flood Lighting -Power consumption: 200W -LED light with lift/lowering system | A167.A330
3-量產 |  |  | R |  | A211.R | SE-V CCTV System | A167.A35
[6 empty] | SE-V22 Low Noise CCTV System -2.688 x 1.520 @ 30 fps -2.8 - 12 mm motor zoom lens | A167.A350 | [5 empty] | 100 | 50 | [8 empty] | ABUS Network Outdoor IR CCTV Camera, 2688 x 1520 pixels Resolution, IP67 | [14 empty] | #DIVIDE BY ZERO | #DIVIDE BY ZERO
5-報價 | [5 empty] | SE-V22 Low noise HD CCTV System -20X optical zoom, HD 720P -Wall bracket mounting -Color monitor for display | A167.A350 | [5 empty] | 200 | 100 | [8 empty] | ABUS Network Outdoor IR CCTV Camera, 2688 x 1520 pixels Resolution, IP67 | [14 empty] | #DIVIDE BY ZERO | #DIVIDE BY ZERO
3-量產 |  | Y |  |  | A211.PON | SE-T Testing Table | A167.A38 |  |  |  |  | 1 | #UNPARSEABLE | #UNPARSEABLE | #BLOCKED |  |  |  | 0 | 式 |  |  |  | #BLOCKED | #BLOCKED | #BLOCKED | 1300000 | #BLOCKED | #BLOCKED | #UNPARSEABLE | #BLOCKED | 60000 | #BLOCKED | #BLOCKED
5-報價 | [5 empty] | SE-T13-1208 Low dielectric form testing table -Dimension: L1.2 x W0.8 x H0.8m -Material: low dielectric form -Commercial standard | A167.A380 |  | Q21111安普新 轉桌120cm |  |  |  | 30 | 15 | [8 empty] | ABUS Network Outdoor IR CCTV Camera, 2688 x 1520 pixels Resolution, IP67 | [14 empty] | #DIVIDE BY ZERO | #DIVIDE BY ZERO
0-未開 | [5 empty] | SE-T23-1208 -Dimension: L1.2 x W0.8 x H0.8m -Material: low dielectric form | A167.A38 |  | Q21111安普新 轉桌120cm |  |  |  | 30 | 15 | [8 empty] | ABUS Network Outdoor IR CCTV Camera, 2688 x 1520 pixels Resolution, IP67 | [14 empty] | #DIVIDE BY ZERO | #DIVIDE BY ZERO
5-報價 | [5 empty] | SE-T33-2410 Wood with copper testing table -Dimension: L2.4 x W1.0 x H0.8m -Material: Wood with copper -Commercial standard | A167.A381 |  | Q21111安普新 轉桌120cm |  |  |  | 30 | 15 | [8 empty] | ABUS Network Outdoor IR CCTV Camera, 2688 x 1520 pixels Resolution, IP67 | [14 empty] | #DIVIDE BY ZERO | #DIVIDE BY ZERO
3-量產 |  |  | R |  | A161.A.PONN | Power Distribution Design and construction | A167.A39
5-報價 |  |  |  |  | A161.A.PONN | Power Distribution Design and construction | A167.A390
3-量產 |  | 6 | F |  | #UNPARSEABLE | E7 Control room Concatenation | A167.C.PON | [18 empty] | #DIVIDE BY ZERO |  | 0 | #DIVIDE BY ZERO | #UNPARSEABLE | #BLOCKED |  | 0 | #DIVIDE BY ZERO | 0 | 0 | 0 | #DIVIDE BY ZERO | #DIVIDE BY ZERO
3-量產 |  | 2 | R |  | A163.C.PON | SE-R3 Shielding Enclosure | A167.C01 | [18 empty] | #DIVIDE BY ZERO |  | 0 | #DIVIDE BY ZERO | #UNPARSEABLE | #BLOCKED |  | 0 | #DIVIDE BY ZERO | 0 | 0 | 0 | #DIVIDE BY ZERO | #DIVIDE BY ZERO
3-量產 |  | 0 | A |  | A160.A01 | SE-R33 Shielding Room(CR-333 Standard) -Outside Dimension: L3.2 x W3.2 x H3.2m +/-5cm -Shielding effective: 30M - 18GHz > 100dB -Modular steel pan type by 2mm galvanized steel sheet -Painted on visual panel | A167.C010 | [18 empty] | #DIVIDE BY ZERO |  | 0 | #DIVIDE BY ZERO | #UNPARSEABLE | #BLOCKED |  | 0 | #DIVIDE BY ZERO | 0 | 0 | 0 | #DIVIDE BY ZERO | #DIVIDE BY ZERO
5-報價 |  | 0 | A |  | A160.A01 | SE-R33 Shielding Room(CR-533) -Outside Dimension: L5.2 x W3.2 x H3.2m +/-5cm -Shielding effective: 30M - 18GHz > 100dB -Modular steel pan type by 2mm galvanized steel sheet -Painted on visual panel | A167.C011 | [18 empty] | #DIVIDE BY ZERO |  | 0 | #DIVIDE BY ZERO | #UNPARSEABLE | #BLOCKED |  | 0 | #DIVIDE BY ZERO | 0 | 0 | 0 | #DIVIDE BY ZERO | #DIVIDE BY ZERO
3-量產 |  | 1 | R |  | A163.C.PON | Raised floor | A167.C03 | [18 empty] | #DIVIDE BY ZERO |  | 0 | #DIVIDE BY ZERO | #UNPARSEABLE | #BLOCKED |  | 0 | #DIVIDE BY ZERO | 0 | 0 | 0 | #DIVIDE BY ZERO | #DIVIDE BY ZERO
5-報價 |  | 0 | A1 |  | A163.A03 | SE-P12 Standard Raised Floor(Standard) -Raised floor is 0.13 m high -Raised ground floor with 200kg/m2 loading -Metal support with 2.0mm Galvanized steel -PVC flooring tiles | A167.C030 | [18 empty] | #DIVIDE BY ZERO |  | 0 | #DIVIDE BY ZERO | #UNPARSEABLE | #BLOCKED |  | 0 | #DIVIDE BY ZERO | 0 | 0 | 0 | #DIVIDE BY ZERO | #DIVIDE BY ZERO
3-量產 |  | 3 | R |  | A163.C.PON | SE-D3 Shielding Swing Door | A167.C05 | [18 empty] | #DIVIDE BY ZERO |  | 0 | #DIVIDE BY ZERO | #UNPARSEABLE | #BLOCKED |  | 0 | #DIVIDE BY ZERO | 0 | 0 | 0 | #DIVIDE BY ZERO | #DIVIDE BY ZERO
5-報價 |  | 0 |  |  | A162.A05 | SE-D21 Flat Shielding Swing Door(Standard) -Dimension W1.0 x H2.0m -Blade contact auto-latching -Shielding effective: 30M - 18GHz > 100dB -Manual operation for emergency | A167.D050 |  | 21111安普新 |  |  |  | 140 | 100 | [8 empty] | 安普新 | 100 | 140 | 100% |  | -100 | #DIVIDE BY ZERO | #UNPARSEABLE | #BLOCKED |  | -3.3333 | #DIVIDE BY ZERO | 0 | 0 | 0 | #DIVIDE BY ZERO | #DIVIDE BY ZERO
|  | 0 |  |  | A162.A05 | SE-D32 EMC Shielding Swing Door(Standard) -Dimension W1.0 x H2.0m -Blade contact auto-latching -Shielding effective: 30M - 18GHz > 100dB -Manual operation for emergency | A167.C051 |  | 21111安普新 |  |  |  | 140 | 100 | [8 empty] | 安普新 | 100 | 140 | 100% |  | -100 | #DIVIDE BY ZERO | #UNPARSEABLE | #BLOCKED |  | -3.3333 | #DIVIDE BY ZERO | 0 | 0 | 0 | #DIVIDE BY ZERO | #DIVIDE BY ZERO
|  | 0 |  |  | A162.A05 | SE-D32 EMC Shielding Swing Door(Standard) -Dimension W1.2 x H2.1m -Blade contact auto-latching -Shielding effective: 30M - 18GHz > 100dB -Manual operation for emergency | A167.C052 |  | 21111安普新 |  |  |  | 140 | 100 | [8 empty] | 安普新 | 100 | 140 | 100% |  | -100 | #DIVIDE BY ZERO | #UNPARSEABLE | #BLOCKED |  | -3.3333 | #DIVIDE BY ZERO | 0 | 0 | 0 | #DIVIDE BY ZERO | #DIVIDE BY ZERO
|  | 0 | R |  | A163.C.PON | Shielding Sliding Door | A167.C06 | [18 empty] | #DIVIDE BY ZERO |  | 0 | #DIVIDE BY ZERO | #UNPARSEABLE | #BLOCKED |  | 0 | #DIVIDE BY ZERO | 0 | 0 | 0 | #DIVIDE BY ZERO | #DIVIDE BY ZERO
3-量產 |  |  | R |  | A163.A.PON | SE-A1 Access panel | A167.C07
5-報價 |  |  |  |  | A163.A07 | SE-A11 Access panel -Frequency: 30M - 18GHz > 100dB -Dimension: L30 x W30 cm -N Jack to Jack x 2 -2" Waveguide tube for extension cable through | A167.C070
3-量產 |  | 1 | R |  | A163.C.PON | SE-H Shielding Honeycomb Air Vent | A167.C09 | [18 empty] | #DIVIDE BY ZERO |  | 0 | #DIVIDE BY ZERO | #UNPARSEABLE | #BLOCKED |  | 0 | #DIVIDE BY ZERO | 0 | 0 | 0 | #DIVIDE BY ZERO | #DIVIDE BY ZERO
5-報價 |  | 0 |  |  | A163-A09 | SE-H23 Shielding Honeycomb Air Vent (Standard) -Dimension: 0.3 x 0.3m (L/W) -Shielding effective: 30M - 18GHz > 100dB | A167.C090 |  |  |  |  | 4 | [13 empty] | #DIVIDE BY ZERO |  | 0 | #DIVIDE BY ZERO | #UNPARSEABLE | #BLOCKED |  | 0 | #DIVIDE BY ZERO | 0 | 0 | 0 | #DIVIDE BY ZERO | #DIVIDE BY ZERO
|  |  | R |  | A163.C.PON | RF Pyramidal Absorber | A167.C11
|  |  | R |  | A163.C.PON | Ferrite Absorber | A167.C12
3-量產 |  | 0 | M/R |  | A162.A.PON | SE-F Power & Signal filter Set | A167.C21 | [18 empty] | #DIVIDE BY ZERO |  | 0 | #DIVIDE BY ZERO | #UNPARSEABLE | #BLOCKED |  | 0 | #DIVIDE BY ZERO | 0 | 0 | 0 | #DIVIDE BY ZERO | #DIVIDE BY ZERO
5-報價 |  |  |  |  | A162.A21 | SE-F Filter Set(Standard) -SE-F13 3P4W 200 -0 VAC/30 A x 1(EUT) -SE-F13 1P2W 100 -280 VAC/30 A x 1(LED/Equipment) -SE-F21 RJ11 x 1 -SE-F22 RJ45 100Mbps x 1 | A167.C210 |  | 21111安普新
3-量產 |  |  | R |  | A116.A | SE-L Lighting | A167.C33
5-報價 |  |  |  |  | A162.A23 | SE-L11 LED Low Noise Flood Lighting -Power consumption: 50W | A167.C330
|  |  | R |  | A163.C.PON | CCTV | A167.C35
3-量產 |  | 7 | F |  | #UNPARSEABLE | E7 Power Amplifier Room Concatenation | A167.D.PON | [18 empty] | #DIVIDE BY ZERO |  | 0 | #DIVIDE BY ZERO | #UNPARSEABLE | #BLOCKED |  | 0 | #DIVIDE BY ZERO | 0 | 0 | 0 | #DIVIDE BY ZERO | #DIVIDE BY ZERO
3-量產 |  | 2 | R |  | A163.C.PON | SE-R3 Shielding Enclosure | A167.D01 | [18 empty] | #DIVIDE BY ZERO |  | 0 | #DIVIDE BY ZERO | #UNPARSEABLE | #BLOCKED |  | 0 | #DIVIDE BY ZERO | 0 | 0 | 0 | #DIVIDE BY ZERO | #DIVIDE BY ZERO
3-量產 |  | 0 | A |  | A160.A01 | SE-R33 Shielding Room(AR-333 Standard) -Outside Dimension: L3.2 x W3.2 x H3.2m +/-5cm -Shielding effective: 30M - 18GHz > 100dB -Modular steel pan type by 2mm galvanized steel sheet -Painted on visual panel | A167.D010 | [18 empty] | #DIVIDE BY ZERO |  | 0 | #DIVIDE BY ZERO | #UNPARSEABLE | #BLOCKED |  | 0 | #DIVIDE BY ZERO | 0 | 0 | 0 | #DIVIDE BY ZERO | #DIVIDE BY ZERO
5-報價 |  | 0 | A |  | A160.A01 | SE-R33 Shielding Room(AR-333) -Outside Dimension: L3.5 x W3.2 x H3.2m +/-5cm -Shielding effective: 30M - 18GHz > 100dB -Modular steel pan type by 2mm galvanized steel sheet -Painted on visual panel | A167.D011 | [18 empty] | #DIVIDE BY ZERO |  | 0 | #DIVIDE BY ZERO | #UNPARSEABLE | #BLOCKED |  | 0 | #DIVIDE BY ZERO | 0 | 0 | 0 | #DIVIDE BY ZERO | #DIVIDE BY ZERO
3-量產 |  | 1 | R |  | A163.C.PON | Raised floor | A167.D03 | [18 empty] | #DIVIDE BY ZERO |  | 0 | #DIVIDE BY ZERO | #UNPARSEABLE | #BLOCKED |  | 0 | #DIVIDE BY ZERO | 0 | 0 | 0 | #DIVIDE BY ZERO | #DIVIDE BY ZERO
5-報價 |  | 0 | A1 |  | A163.A03 | SE-P13 Standard Raised Floor(Standard) -Raised floor is 0.13 m high -Raised ground floor with 300kg/m2 loading -Metal support with 2.0mm Galvanized steel -PVC flooring tiles" | A167.D030 | [18 empty] | #DIVIDE BY ZERO |  | 0 | #DIVIDE BY ZERO | #UNPARSEABLE | #BLOCKED |  | 0 | #DIVIDE BY ZERO | 0 | 0 | 0 | #DIVIDE BY ZERO | #DIVIDE BY ZERO
3-量產 |  | 2 | R |  | A163.C.PON | SE-D3 Shielding Swing Door | A167.D05 | [18 empty] | #DIVIDE BY ZERO |  | 0 | #DIVIDE BY ZERO | #UNPARSEABLE | #BLOCKED |  | 0 | #DIVIDE BY ZERO | 0 | 0 | 0 | #DIVIDE BY ZERO | #DIVIDE BY ZERO
5-報價 |  | 0 |  |  | A162.A05 | SE-D21 Flat Shielding Swing Door(Standard) -Dimension W1.0 x H2.0m -Blade contact auto-latching -Shielding effective: 30M - 18GHz > 100dB -Manual operation for emergency | A167.D050 |  | 21111安普新 |  |  |  | 140 | 100 | [8 empty] | 安普新 | 100 | 140 | 100% |  | -100 | #DIVIDE BY ZERO | #UNPARSEABLE | #BLOCKED |  | -3.3333 | #DIVIDE BY ZERO | 0 | 0 | 0 | #DIVIDE BY ZERO | #DIVIDE BY ZERO
|  | 0 |  |  | A162.A05 | SE-D32 EMC Shielding Swing Door(Standard) -Dimension W1.2 x H2.1m -Blade contact auto-latching -Shielding effective: 30M - 18GHz > 100dB -Manual operation for emergency | A167.D051 |  | 21111安普新 |  |  |  | 140 | 100 | [8 empty] | 安普新 | 100 | 140 | 100% |  | -100 | #DIVIDE BY ZERO | #UNPARSEABLE | #BLOCKED |  | -3.3333 | #DIVIDE BY ZERO | 0 | 0 | 0 | #DIVIDE BY ZERO | #DIVIDE BY ZERO
|  | 0 | R |  | A163.C.PON | Shielding Sliding Door | A167.D06 | [18 empty] | #DIVIDE BY ZERO |  | 0 | #DIVIDE BY ZERO | #UNPARSEABLE | #BLOCKED |  | 0 | #DIVIDE BY ZERO | 0 | 0 | 0 | #DIVIDE BY ZERO | #DIVIDE BY ZERO
3-量產 |  |  | R |  | A163.A.PON | SE-A1 Access panel | A167.D07
5-報價 |  |  |  |  | A163.A07 | SE-A11 Access panel -Frequency: 30M - 18GHz > 100dB -Dimension: L30 x W30 cm -SMA Jack to Jack x 2 -N Jack to Jack x 2 -BNC Jack to Jack x 2 -2" Waveguide tube for extension cable through, 1 set | A167.D070
3-量產 |  | Y |  |  | A211.PON | SE-C1 Connect Box | A167.D08 |  |  |  |  | 1 | #UNPARSEABLE | #UNPARSEABLE | #BLOCKED |  |  |  | 0 | 式 |  |  |  | #BLOCKED | #BLOCKED | #BLOCKED | 1300000 | #BLOCKED | #BLOCKED | #UNPARSEABLE | #BLOCKED | 60000 | #BLOCKED | #BLOCKED
5-報價 |  |  |  |  | A211.F1 | SE-C11-05 Connecting box set -Dimension: L30 x W30 x D30cm -SMA Jack to Jack x 4 -N Jack to Jack x 2 -BNC Jack to Jack x 2 -2" Waveguide tube x 1 -Power plug x 2 -One for Control room -One for PA room -One for Antenna tower -One for turntable -One for access panel of SAC | A167.D080 | [5 empty] | 100 | 50 | 100 | [22 empty] | #DIVIDE BY ZERO | #DIVIDE BY ZERO
3-量產 |  | 1 | R |  | A163.C.PON | SE-H Shielding Honeycomb Air Vent | A167.D09 | [18 empty] | #DIVIDE BY ZERO |  | 0 | #DIVIDE BY ZERO | #UNPARSEABLE | #BLOCKED |  | 0 | #DIVIDE BY ZERO | 0 | 0 | 0 | #DIVIDE BY ZERO | #DIVIDE BY ZERO
5-報價 |  | 0 |  |  | A163-A09 | SE-H22 Shielding Honeycomb Air Vent (Standard) -Dimension: 0.3 x 0.3m (L/W) -Shielding effective: 30M - 18GHz > 100dB | A167.D090 |  |  |  |  | 4 | [13 empty] | #DIVIDE BY ZERO |  | 0 | #DIVIDE BY ZERO | #UNPARSEABLE | #BLOCKED |  | 0 | #DIVIDE BY ZERO | 0 | 0 | 0 | #DIVIDE BY ZERO | #DIVIDE BY ZERO
|  |  | R |  | A163.C.PON | RF Pyramidal Absorber | A167.D11
|  |  | R |  | A163.C.PON | Ferrite Absorber | A167.D12
3-量產 |  | 0 | M/R |  | A162.A.PON | SE-F Power & Signal filter Set | A167.D21 | [18 empty] | #DIVIDE BY ZERO |  | 0 | #DIVIDE BY ZERO | #UNPARSEABLE | #BLOCKED |  | 0 | #DIVIDE BY ZERO | 0 | 0 | 0 | #DIVIDE BY ZERO | #DIVIDE BY ZERO
5-報價 |  |  |  |  | A162.A21 | SE-F Filter Set(Standard) -SE-F32 3P4W 200 -380 VAC/300 A x 1 (EUT) -SE-F13 1P2W 100 -280 VAC/30 A x 1(EUT) -SE-F13 1P2W 100 -280 VAC/30 A x 1(LED/Equipment) -SE-F22 RJ45 100Mbps x 1 | A167.D210 |  | 21111安普新
3-量產 |  |  | R |  | A116.A | SE-L Lighting | A167.D33
5-報價 |  |  |  |  | A162.A23 | SE-L11 LED Low Noise Flood Lighting -Power consumption: 50W | A167.D330
|  |  | R |  | A163.C.PON | CCTV | A167.D35
3-量產 |  | 2 | F |  | #UNPARSEABLE | E7 Positioner & Control System | A167.E.PON | [18 empty] | #DIVIDE BY ZERO |  | 0 | #DIVIDE BY ZERO | #UNPARSEABLE | #BLOCKED |  | 0 | #DIVIDE BY ZERO | 0 | 0 | 0 | #DIVIDE BY ZERO | #DIVIDE BY ZERO
|  | Y |  |  | A217.PON | AE-T1 EMC 2D Turntable | A167.E01 | 2 | 基本功能 |  |  | 1 | #UNPARSEABLE | #UNPARSEABLE | #BLOCKED |  |  |  | 0 | 式 |  |  |  | #BLOCKED | #BLOCKED | #BLOCKED | 1300000 | #BLOCKED | #BLOCKED | #UNPARSEABLE | #BLOCKED | 60000 | #BLOCKED | #BLOCKED
[5 empty] | A211.R | AE-T13-300 2D Turntable -Diameter : 3.0m -Max. loading: 500 Kg -Max. speed: 2 RPM -Resolution: 0.1° -Accuracy: 0.2° -Power consumption: 500W -Controller included | A167.E013 | [30 empty] | #DIVIDE BY ZERO | #DIVIDE BY ZERO
[5 empty] | A211.R | AE-T13-200 2D Turntable -Diameter : 2.0m -Max. loading: 500 Kg -Max. speed: 2 RPM -Resolution: 0.1° -Accuracy: 0.2° -Power consumption: 500W -Controller included | A167.E012 | [30 empty] | #DIVIDE BY ZERO | #DIVIDE BY ZERO
|  |  | R |  | A163.E.PON | Controller | A167.E17
|  | 0 |  |  | A163.A06 | Dual Channel Positroner Controller -Standard 19" rack mount -Control type: Fiber optical with ST connector | A167.A070 | [18 empty] | #DIVIDE BY ZERO |  | 0 | #DIVIDE BY ZERO | #UNPARSEABLE | #BLOCKED |  | 0 | #DIVIDE BY ZERO | 0 | 0 | 0 | #DIVIDE BY ZERO | #DIVIDE BY ZERO
|  | 1 | R |  | #UNPARSEABLE | AE-C1 Desktop IPC Controller | A167.M01 | [18 empty] | #DIVIDE BY ZERO |  | 0 | #DIVIDE BY ZERO | #UNPARSEABLE | #BLOCKED |  | 0 | #DIVIDE BY ZERO | 0 | 0 | 0 | #DIVIDE BY ZERO | #DIVIDE BY ZERO
|  | 0 | A |  | #UNPARSEABLE | AE-C11 Desktop IPC Controller & OS -CPU: Intel Core i5 Processor -OS: Windows 10 Enterprise 64 bit -Hard Drive 500GB RAM: 8Gb -Microsoft Excel -24" Monitor -Microsoft mouse + keyboard | A167.M010 |  | 安普新 |  |  |  | 60 | 45 | [9 empty] | 45 | 60 | 100% |  | -45 | #DIVIDE BY ZERO | #UNPARSEABLE | #BLOCKED |  | -1.5 | #DIVIDE BY ZERO | 0 | 0 | 0 | #DIVIDE BY ZERO | #DIVIDE BY ZERO
|  |  | R |  | A163.E.PON | Turntable | A167.E01
3-量產 |  |  | R |  | A163.E.PON | AE-T6 Manually Antenna Tower | A167.E09
5-報價 |  | 0 | A |  | #UNPARSEABLE | AE-T62 Manually Antenna Tower -Adjustment range: 1 - 2m -Max. loading: 20 Kg -Antenna polarization switching: Manually | A167.E090 |  | 安普新 |  |  |  | 60 | 45 | [9 empty] | 45 | 60 | 100% |  | -45 | #DIVIDE BY ZERO | #UNPARSEABLE | #BLOCKED |  | -1.5 | #DIVIDE BY ZERO | 0 | 0 | 0 | #DIVIDE BY ZERO | #DIVIDE BY ZERO
|  |  | R |  | A163.E.PON | Controller | A167.E17
3-量產 |  | 0 | F |  | #UNPARSEABLE | E7Acceptance | A167.V.PON | [18 empty] | #DIVIDE BY ZERO |  | 0 | #DIVIDE BY ZERO | #UNPARSEABLE | #BLOCKED |  | 0 | #DIVIDE BY ZERO | 0 | 0 | 0 | #DIVIDE BY ZERO | #DIVIDE BY ZERO
3-量產 |  |  | R |  | A163.V.PON | Hardware item check | A167.V01
5-報價 |  |  |  |  | A163.V01 | Hardware Item Check -E7 Car Parts Anechoic Chamber -E7 Control room Concatenation -E7 Power Amplifier Room Concatenation -E7 Positioner & Control System | A167.V010
3-量產 |  |  | R |  | A163.V.PON | Shielding Effective | A167.V11
5-報價 |  |  |  |  | #UNPARSEABLE | Shielding Effective (Standard) -Frequency: 30M - 18GHz <100dB -Test 8 positions on chamber -Test Frequency: 30M/100M/1G/5G/10G/18GHz -Operate the testing by 3rd party -According EN50147-1 standard | A167.V110
[5 empty] | #UNPARSEABLE | Shielding Effective (Standard) -Frequency: 30M - 18GHz <100dB -Test 8 positions on chamber -Test Frequency: 30M/100M/1G/5G/10G/18GHz -Operate the testing by Atenlab -According EN50147-1 standard | A167.V111
|  |  | R |  | A163.V.PON | NSA Performance | A167.V21
[5 empty] | #UNPARSEABLE | Normalization Standard Attenuation Testing (NSA) -Frequency: 30M - 1GHz -Testing distance: 3m -Testing Zone: 2m -NSA performance: ± 4.0dB -Operate the testing by 3rd party -According the testing standard CISPR16-1-4 procedure | A167.V210
[5 empty] | #UNPARSEABLE | Normalization Standard Attenuation Testing (NSA) -Frequency: 30M - 1GHz -Testing distance: 3m -Testing Zone: 2m -NSA performance: ± 4.0dB -Operate the testing by Atenlab -According the testing standard CISPR16-1-4 procedure | A167.V211
|  |  | R |  | A163.V.PON | Site VSWR Performance | A167.V31
[5 empty] | #UNPARSEABLE | Site VSWR Testing (SVSWR) -Frequency: 1G - 18GHz -Testing distance: 3m -Testing Zone: 2m -Site VSWR performance: ≦ 6.0dB -Operate the testing by 3rd party -According the testing standard CISPR16-1-4 procedure | A167.V310
[5 empty] | #UNPARSEABLE | Site VSWR Testing (SVSWR) -Frequency: 1G - 18GHz -Testing distance: 3m -Testing Zone: 2m -Site VSWR performance: ≦ 6.0dB -Operate the testing by Atenlab -According the testing standard CISPR16-1-4 procedure | A167.V311
|  |  | R |  | A163.V.PON | Field Uniformity Testing(FU) | A167.V51
[5 empty] | #UNPARSEABLE | Field Uniform Testing(FU) -Frequency range: 80M - 6GHz -Test distance: 3m -Test Zone: 1.5m x 1.5m, 0.8m above floor -FU performance :≦ 6dB, 16 point, 75% pass, -According IEC 61000-4-3, | A167.V510
|  | 2 | F |  | #UNPARSEABLE | E7 Chamber System Warranty | A167.W.PON | [18 empty] | #DIVIDE BY ZERO |  | 0 | #DIVIDE BY ZERO | #UNPARSEABLE | #BLOCKED |  | 0 | #DIVIDE BY ZERO | 0 | 0 | 0 | #DIVIDE BY ZERO | #DIVIDE BY ZERO
3-量產 |  | 2 | N |  | A163.W.PON | E7 Chamber System Warranty | A167.W01 |  | 免費 | [16 empty] | #DIVIDE BY ZERO |  | 0 | #DIVIDE BY ZERO | #UNPARSEABLE | #BLOCKED |  | 0 | #DIVIDE BY ZERO | 0 | 0 | 0 | #DIVIDE BY ZERO | #DIVIDE BY ZERO
3-量產 |  | 0 | N |  | A163.W.PON | E7 System 2 years warranty -Hardware coverage in case of natural damage | A167.W010 |  | 免費 | [16 empty] | #DIVIDE BY ZERO |  | 0 | #DIVIDE BY ZERO | #UNPARSEABLE | #BLOCKED |  | 0 | #DIVIDE BY ZERO | 0 | 0 | 0 | #DIVIDE BY ZERO | #DIVIDE BY ZERO
3-量產 |  | 0 | N |  | A163.W.PON | E7 System 1 years warranty -Hardware coverage in case of natural damage | A167.W011 |  | 免費 | [16 empty] | #DIVIDE BY ZERO |  | 0 | #DIVIDE BY ZERO | #UNPARSEABLE | #BLOCKED |  | 0 | #DIVIDE BY ZERO | 0 | 0 | 0 | #DIVIDE BY ZERO | #DIVIDE BY ZERO
3-量產 |  | 4 | R/M |  | A163.W.PON | E7 system extend warranty | A167.W05 |  | 依照系統售價 | [16 empty] | #DIVIDE BY ZERO |  | 0 | #DIVIDE BY ZERO | #UNPARSEABLE | #BLOCKED |  | 0 | #DIVIDE BY ZERO | 0 | 0 | 0 | #DIVIDE BY ZERO | #DIVIDE BY ZERO
3-量產 |  | 0 | A |  | #UNPARSEABLE | E7 System 2 years warranty extension -Software upgrade -Hardware coverage in case of natural damage | A167.W052 |  | 依照系統售價之10% | [16 empty] | #DIVIDE BY ZERO |  | 0 | #DIVIDE BY ZERO | #UNPARSEABLE | #BLOCKED |  | 0 | #DIVIDE BY ZERO | 0 | 0 | 0 | #DIVIDE BY ZERO | #DIVIDE BY ZERO
3-量產 |  | 0 | A |  | #UNPARSEABLE | E7 System 3 years warranty extension -Software upgrade -Hardware coverage in case of natural damage | A167.W053 |  | 依照系統售價之10% | [16 empty] | #DIVIDE BY ZERO |  | 0 | #DIVIDE BY ZERO | #UNPARSEABLE | #BLOCKED |  | 0 | #DIVIDE BY ZERO | 0 | 0 | 0 | #DIVIDE BY ZERO | #DIVIDE BY ZERO
3-量產 |  | 0 | A |  | #UNPARSEABLE | E7 System 4 years warranty extension -Software upgrade -Hardware coverage in case of natural damage | A167.W054 |  | 依照系統售價之15% | [16 empty] | #DIVIDE BY ZERO |  | 0 | #DIVIDE BY ZERO | #UNPARSEABLE | #BLOCKED |  | 0 | #DIVIDE BY ZERO | 0 | 0 | 0 | #DIVIDE BY ZERO | #DIVIDE BY ZERO
3-量產 |  | 0 | A |  | #UNPARSEABLE | E7 System 5 years warranty extension -Software upgrade -Hardware coverage in case of natural damage | A167.W055 |  | 依照系統售價之15% |  |  |  | 1000 | [11 empty] | 1000 | 100% |  | 0 | #DIVIDE BY ZERO | #UNPARSEABLE | #BLOCKED |  | 0 | #DIVIDE BY ZERO | 0 | 0 | 0 | #DIVIDE BY ZERO | #DIVIDE BY ZERO
1-評估 |  | 9 |  |  | A16 | E10 10m semi chamber | A160.PON |  | 10m半電波暗室(22x16x9) |  |  | 0 | 50000 | 30000 | 40000 | 20% | 25% | 0 | 0 | #DIVIDE BY ZERO | 0% | 0% |  | 30000 | 50000 | -9900% | 5000000 | 4970000 | 99.4% | #UNPARSEABLE | #BLOCKED | 170000 | 169000 | 99.41% | 0 | 0 | 0 | #DIVIDE BY ZERO | #DIVIDE BY ZERO
|  | 8 | F |  | A160.PON | E10 10m semi anechoic chamber(SAC) | A160.A.PON | [18 empty] | #DIVIDE BY ZERO |  | 0 | #DIVIDE BY ZERO | #UNPARSEABLE | #BLOCKED |  | 0 | #DIVIDE BY ZERO | 0 | 0 | 0 | #DIVIDE BY ZERO | #DIVIDE BY ZERO
|  | 3 | R |  | A160.A.PON | Shielding Enclosure | A160.A01 | [18 empty] | #DIVIDE BY ZERO |  | 0 | #DIVIDE BY ZERO | #UNPARSEABLE | #BLOCKED |  | 0 | #DIVIDE BY ZERO | 0 | 0 | 0 | #DIVIDE BY ZERO | #DIVIDE BY ZERO
|  | 0 | A1 |  | A160.A01 | Shielding enclosure(Standard) | A160.A010 | [18 empty] | #DIVIDE BY ZERO |  | 0 | #DIVIDE BY ZERO | #UNPARSEABLE | #BLOCKED |  | 0 | #DIVIDE BY ZERO | 0 | 0 | 0 | #DIVIDE BY ZERO | #DIVIDE BY ZERO
|  | 0 | A |  | A160.A01 | Shielding enclosure(19/11/8) -Panel outside Dimension: L19.0 x W11.0 x H8.6m -Modular steel pan type shielded enclosure by 2mm galvanized steel sheet -Painted on visual panel -Self support structure cover shielding enclosure -Power Layout and construction included | A160.A011 | [18 empty] | #DIVIDE BY ZERO |  | 0 | #DIVIDE BY ZERO | #UNPARSEABLE | #BLOCKED |  | 0 | #DIVIDE BY ZERO | 0 | 0 | 0 | #DIVIDE BY ZERO | #DIVIDE BY ZERO
|  | 0 | A |  | A160.A01 | Shielding enclosure(5.2x2.8x2.9) | A160.A012 | [18 empty] | #DIVIDE BY ZERO |  | 0 | #DIVIDE BY ZERO | #UNPARSEABLE | #BLOCKED |  | 0 | #DIVIDE BY ZERO | 0 | 0 | 0 | #DIVIDE BY ZERO | #DIVIDE BY ZERO
|  | 3 | R |  | A160.A.PON | Raised floor | A160.A03 | [18 empty] | #DIVIDE BY ZERO |  | 0 | #DIVIDE BY ZERO | #UNPARSEABLE | #BLOCKED |  | 0 | #DIVIDE BY ZERO | 0 | 0 | 0 | #DIVIDE BY ZERO | #DIVIDE BY ZERO
|  | 0 | A1 |  | A160.A03 | Raised floor(Standard) | A160.A030 | [18 empty] | #DIVIDE BY ZERO |  | 0 | #DIVIDE BY ZERO | #UNPARSEABLE | #BLOCKED |  | 0 | #DIVIDE BY ZERO | 0 | 0 | 0 | #DIVIDE BY ZERO | #DIVIDE BY ZERO
|  | 0 | A |  | A160.A03 | Raised floor -Raised floor is 0.3 m high -Raised ground floor with 500kg/m2 loading -Metal support with 2.0mm Galvanized steel -PVC flooring tiles | A160.A031 | [18 empty] | #DIVIDE BY ZERO |  | 0 | #DIVIDE BY ZERO | #UNPARSEABLE | #BLOCKED |  | 0 | #DIVIDE BY ZERO | 0 | 0 | 0 | #DIVIDE BY ZERO | #DIVIDE BY ZERO
|  | 0 | A |  | A160.A03 | Raised floor | A160.A032 | [18 empty] | #DIVIDE BY ZERO |  | 0 | #DIVIDE BY ZERO | #UNPARSEABLE | #BLOCKED |  | 0 | #DIVIDE BY ZERO | 0 | 0 | 0 | #DIVIDE BY ZERO | #DIVIDE BY ZERO
|  | 2 | R |  | A160.A.PON | Shielding Swing Door | A160.A05 | [18 empty] | #DIVIDE BY ZERO |  | 0 | #DIVIDE BY ZERO | #UNPARSEABLE | #BLOCKED |  | 0 | #DIVIDE BY ZERO | 0 | 0 | 0 | #DIVIDE BY ZERO | #DIVIDE BY ZERO
|  | 0 |  |  | A160.A05 | Shielding Swing Door (Auto-latching) -Dimension: W1.2 x H2.1m -Blade contact swing door -The door can be opened from inside by manually operating | A160.A050 | [18 empty] | #DIVIDE BY ZERO |  | 0 | #DIVIDE BY ZERO | #UNPARSEABLE | #BLOCKED |  | 0 | #DIVIDE BY ZERO | 0 | 0 | 0 | #DIVIDE BY ZERO | #DIVIDE BY ZERO
|  | 0 |  |  | A160.A05 | Shielding Swing Door (Auto-latching) -Dimension: W1.5 x H2.1m -Blade contact swing door -The door can be opened from inside by manually operating | A160.A051 | [18 empty] | #DIVIDE BY ZERO |  | 0 | #DIVIDE BY ZERO | #UNPARSEABLE | #BLOCKED |  | 0 | #DIVIDE BY ZERO | 0 | 0 | 0 | #DIVIDE BY ZERO | #DIVIDE BY ZERO
|  | 1 | R |  | A160.A.PON | Shielding Sliding Door | A160.A07 | [18 empty] | #DIVIDE BY ZERO |  | 0 | #DIVIDE BY ZERO | #UNPARSEABLE | #BLOCKED |  | 0 | #DIVIDE BY ZERO | 0 | 0 | 0 | #DIVIDE BY ZERO | #DIVIDE BY ZERO
|  | 0 |  |  | A163.A06 | Shielding Swing Door (Auto-latching) -Dimension: W2.1 x H2.1m -Blade contact swing door -The door can be opened from inside by manually operating | A165.A070 | [18 empty] | #DIVIDE BY ZERO |  | 0 | #DIVIDE BY ZERO | #UNPARSEABLE | #BLOCKED |  | 0 | #DIVIDE BY ZERO | 0 | 0 | 0 | #DIVIDE BY ZERO | #DIVIDE BY ZERO
|  | 1 | R |  | A160.A.PON | Shielding air vent | A160-A09 | [18 empty] | #DIVIDE BY ZERO |  | 0 | #DIVIDE BY ZERO | #UNPARSEABLE | #BLOCKED |  | 0 | #DIVIDE BY ZERO | 0 | 0 | 0 | #DIVIDE BY ZERO | #DIVIDE BY ZERO
|  | 0 |  |  | A163-A09 | Shielding Air Vent -Dimension: L30 x W30 x H4.5cm -Install on the ceiling | A165.A090 |  |  |  |  | 4 | [13 empty] | #DIVIDE BY ZERO |  | 0 | #DIVIDE BY ZERO | #UNPARSEABLE | #BLOCKED |  | 0 | #DIVIDE BY ZERO | 0 | 0 | 0 | #DIVIDE BY ZERO | #DIVIDE BY ZERO
|  |  | R |  | A160.A.PON | RF Pyramidal Absorber | A160.A11
|  | 0 | A1 |  | A163.A11 | RF Pyramidal Absorber (Standard) -Pyramidal absorber -Installation: Hung module -White cap cover on absorbers | A165.A110 | [18 empty] | #DIVIDE BY ZERO |  | 0 | #DIVIDE BY ZERO | #UNPARSEABLE | #BLOCKED |  | 0 | #DIVIDE BY ZERO | 0 | 0 | 0 | #DIVIDE BY ZERO | #DIVIDE BY ZERO
|  | 0 | A |  | A163.A11 | Absorber | A165.A111 | [18 empty] | #DIVIDE BY ZERO |  | 0 | #DIVIDE BY ZERO | #UNPARSEABLE | #BLOCKED |  | 0 | #DIVIDE BY ZERO | 0 | 0 | 0 | #DIVIDE BY ZERO | #DIVIDE BY ZERO
|  | 0 | A |  | A163.A11 | Absorber | A165.A112 | [18 empty] | #DIVIDE BY ZERO |  | 0 | #DIVIDE BY ZERO | #UNPARSEABLE | #BLOCKED |  | 0 | #DIVIDE BY ZERO | 0 | 0 | 0 | #DIVIDE BY ZERO | #DIVIDE BY ZERO
|  |  | R |  | A160.A.PON | Ferrite Absorber | A160.A12
|  | 0 | A1 |  | A163.A11 | Ferrite Tile -Dimension: 100*100*6.7mm -Screw and plastic pad -Inner 5 surface installation | A165.A120 | [18 empty] | #DIVIDE BY ZERO |  | 0 | #DIVIDE BY ZERO | #UNPARSEABLE | #BLOCKED |  | 0 | #DIVIDE BY ZERO | 0 | 0 | 0 | #DIVIDE BY ZERO | #DIVIDE BY ZERO
|  | 0 | M/R |  | A160.A.PON | Power Filter | A160.A13 | [18 empty] | #DIVIDE BY ZERO |  | 0 | #DIVIDE BY ZERO | #UNPARSEABLE | #BLOCKED |  | 0 | #DIVIDE BY ZERO | 0 | 0 | 0 | #DIVIDE BY ZERO | #DIVIDE BY ZERO
[5 empty] | #UNPARSEABLE | Power Filter -Type: -MAX. Current: 30A | A116-A130
|  | 0 | M/R |  | A160.A.PON | Power filter set | A160.A15 | [18 empty] | #DIVIDE BY ZERO |  | 0 | #DIVIDE BY ZERO | #UNPARSEABLE | #BLOCKED |  | 0 | #DIVIDE BY ZERO | 0 | 0 | 0 | #DIVIDE BY ZERO | #DIVIDE BY ZERO
[5 empty] | A163.A15 | RF Power Filter Set -Three phase(3P4W) 380 VAC/30 A x 1 (EUT) -Single phase(1P2W)110-220 VAC/30 A x 1(EUT) -Single phase(1P2W)110-220 VAC/16 A x 2(LED/Equipment | A165.A150
|  | 0 | M/R |  | A160.A.PON | Signal filter set | A160.A17 | [18 empty] | #DIVIDE BY ZERO |  | 0 | #DIVIDE BY ZERO | #UNPARSEABLE | #BLOCKED |  | 0 | #DIVIDE BY ZERO | 0 | 0 | 0 | #DIVIDE BY ZERO | #DIVIDE BY ZERO
[5 empty] | #UNPARSEABLE | Data Filter Set -RJ11x1 -RJ45 10M/100M x 1 | A165.A170
|  |  | R |  | A160.A.PON | Lighting | A160.A21
|  | 0 |  |  | #UNPARSEABLE | Lighting -LED Lighting with lift/lowering system | A165.A210 |  |  |  |  | 4 | [13 empty] | #DIVIDE BY ZERO |  | 0 | #DIVIDE BY ZERO | #UNPARSEABLE | #BLOCKED |  | 0 | #DIVIDE BY ZERO | 0 | 0 | 0 | #DIVIDE BY ZERO | #DIVIDE BY ZERO
|  | 0 |  |  | #UNPARSEABLE |  | A165.A211 | [18 empty] | #DIVIDE BY ZERO |  | 0 | #DIVIDE BY ZERO | #UNPARSEABLE | #BLOCKED |  | 0 | #DIVIDE BY ZERO | 0 | 0 | 0 | #DIVIDE BY ZERO | #DIVIDE BY ZERO
|  | 0 |  |  | #UNPARSEABLE |  | A165.A212 | [18 empty] | #DIVIDE BY ZERO |  | 0 | #DIVIDE BY ZERO | #UNPARSEABLE | #BLOCKED |  | 0 | #DIVIDE BY ZERO | 0 | 0 | 0 | #DIVIDE BY ZERO | #DIVIDE BY ZERO
|  |  | R |  | A160.A.PON | Access panal set | A160.A25
[5 empty] | A163.A07 | Access Panel Set -Install on the side wall -AP1(CR): Nx4, SMA x2, STx 4 BNCx2, 2" waveguide x1 | A165.A250
|  |  | R |  | A160.A.PON | Connect Panel set | A160.A27
[5 empty] | A163.A27 | Access Panel Set -Install on the side wall -AP1(CR): Nx4, SMA x2, STx 4 BNCx2, 2" waveguide x1 | A165.A270
|  |  | R |  | A160.A.PON | CCTV | A160.A29
[5 empty] | #UNPARSEABLE | CCTV System Set -Wall bracket ferrite mounting -24" color monitor for display | A165.A290
|  | 8 | F |  | A160.PON | SE Control room Concatenation | A160.C.PON | [18 empty] | #DIVIDE BY ZERO |  | 0 | #DIVIDE BY ZERO | #UNPARSEABLE | #BLOCKED |  | 0 | #DIVIDE BY ZERO | 0 | 0 | 0 | #DIVIDE BY ZERO | #DIVIDE BY ZERO
|  | 3 | R |  | A163.C.PON | Shielding Enclosure | A165.C01 | [18 empty] | #DIVIDE BY ZERO |  | 0 | #DIVIDE BY ZERO | #UNPARSEABLE | #BLOCKED |  | 0 | #DIVIDE BY ZERO | 0 | 0 | 0 | #DIVIDE BY ZERO | #DIVIDE BY ZERO
|  | 0 | A1 |  | A160.A01 | Shielding enclosure(Standard) | A160.A010 | [18 empty] | #DIVIDE BY ZERO |  | 0 | #DIVIDE BY ZERO | #UNPARSEABLE | #BLOCKED |  | 0 | #DIVIDE BY ZERO | 0 | 0 | 0 | #DIVIDE BY ZERO | #DIVIDE BY ZERO
|  | 0 | A |  | A160.A01 | Shielding enclosure(19/11/8) -Panel outside Dimension: L19.0 x W11.0 x H8.6m -Modular steel pan type shielded enclosure by 2mm galvanized steel sheet -Painted on visual panel -Self support structure cover shielding enclosure -Power Layout and construction included | A160.A011 | [18 empty] | #DIVIDE BY ZERO |  | 0 | #DIVIDE BY ZERO | #UNPARSEABLE | #BLOCKED |  | 0 | #DIVIDE BY ZERO | 0 | 0 | 0 | #DIVIDE BY ZERO | #DIVIDE BY ZERO
|  | 0 | A |  | A160.A01 | Shielding enclosure(5.2x2.8x2.9) | A160.A012 | [18 empty] | #DIVIDE BY ZERO |  | 0 | #DIVIDE BY ZERO | #UNPARSEABLE | #BLOCKED |  | 0 | #DIVIDE BY ZERO | 0 | 0 | 0 | #DIVIDE BY ZERO | #DIVIDE BY ZERO
|  | 3 | R |  | A163.C.PON | Raised floor | A165.C03 | [18 empty] | #DIVIDE BY ZERO |  | 0 | #DIVIDE BY ZERO | #UNPARSEABLE | #BLOCKED |  | 0 | #DIVIDE BY ZERO | 0 | 0 | 0 | #DIVIDE BY ZERO | #DIVIDE BY ZERO
|  | 0 | A1 |  | A160.A03 | Raised floor(Standard) | A160.A030 | [18 empty] | #DIVIDE BY ZERO |  | 0 | #DIVIDE BY ZERO | #UNPARSEABLE | #BLOCKED |  | 0 | #DIVIDE BY ZERO | 0 | 0 | 0 | #DIVIDE BY ZERO | #DIVIDE BY ZERO
|  | 0 | A |  | A160.A03 | Raised floor -Raised floor is 0.3 m high -Raised ground floor with 500kg/m2 loading -Metal support with 2.0mm Galvanized steel -PVC flooring tiles | A160.A031 | [18 empty] | #DIVIDE BY ZERO |  | 0 | #DIVIDE BY ZERO | #UNPARSEABLE | #BLOCKED |  | 0 | #DIVIDE BY ZERO | 0 | 0 | 0 | #DIVIDE BY ZERO | #DIVIDE BY ZERO
|  | 0 | A |  | A160.A03 | Raised floor | A160.A032 | [18 empty] | #DIVIDE BY ZERO |  | 0 | #DIVIDE BY ZERO | #UNPARSEABLE | #BLOCKED |  | 0 | #DIVIDE BY ZERO | 0 | 0 | 0 | #DIVIDE BY ZERO | #DIVIDE BY ZERO
|  | 2 | R |  | A163.C.PON | Shielding Swing Door | A165.C05 | [18 empty] | #DIVIDE BY ZERO |  | 0 | #DIVIDE BY ZERO | #UNPARSEABLE | #BLOCKED |  | 0 | #DIVIDE BY ZERO | 0 | 0 | 0 | #DIVIDE BY ZERO | #DIVIDE BY ZERO
|  | 0 |  |  | A160.A05 | Shielding Swing Door (Auto-latching) -Dimension: W1.2 x H2.1m -Blade contact swing door -The door can be opened from inside by manually operating | A160.A050 | [18 empty] | #DIVIDE BY ZERO |  | 0 | #DIVIDE BY ZERO | #UNPARSEABLE | #BLOCKED |  | 0 | #DIVIDE BY ZERO | 0 | 0 | 0 | #DIVIDE BY ZERO | #DIVIDE BY ZERO
|  | 0 |  |  | A160.A05 | Shielding Swing Door (Auto-latching) -Dimension: W1.5 x H2.1m -Blade contact swing door -The door can be opened from inside by manually operating | A160.A051 | [18 empty] | #DIVIDE BY ZERO |  | 0 | #DIVIDE BY ZERO | #UNPARSEABLE | #BLOCKED |  | 0 | #DIVIDE BY ZERO | 0 | 0 | 0 | #DIVIDE BY ZERO | #DIVIDE BY ZERO
|  | 0 | R |  | A163.C.PON | Shielding Sliding Door | A165.C07 | [18 empty] | #DIVIDE BY ZERO |  | 0 | #DIVIDE BY ZERO | #UNPARSEABLE | #BLOCKED |  | 0 | #DIVIDE BY ZERO | 0 | 0 | 0 | #DIVIDE BY ZERO | #DIVIDE BY ZERO
|  | 1 | R |  | A163.C.PON | Air vent | A165-C09 | [18 empty] | #DIVIDE BY ZERO |  | 0 | #DIVIDE BY ZERO | #UNPARSEABLE | #BLOCKED |  | 0 | #DIVIDE BY ZERO | 0 | 0 | 0 | #DIVIDE BY ZERO | #DIVIDE BY ZERO
|  | 0 |  |  | A163-A09 | Shielding Air Vent -Dimension: L30 x W30 x H4.5cm -Install on the ceiling | A165.A090 |  |  |  |  | 4 | [13 empty] | #DIVIDE BY ZERO |  | 0 | #DIVIDE BY ZERO | #UNPARSEABLE | #BLOCKED |  | 0 | #DIVIDE BY ZERO | 0 | 0 | 0 | #DIVIDE BY ZERO | #DIVIDE BY ZERO
|  |  | R |  | A163.C.PON | RF Pyramidal Absorber | A165.C11
|  |  | R |  | A163.C.PON | Ferrite Absorber | A165.C12
|  | 0 | M/R |  | A163.C.PON | Power Filter | A165.C13 | [18 empty] | #DIVIDE BY ZERO |  | 0 | #DIVIDE BY ZERO | #UNPARSEABLE | #BLOCKED |  | 0 | #DIVIDE BY ZERO | 0 | 0 | 0 | #DIVIDE BY ZERO | #DIVIDE BY ZERO
|  | 0 | M/R |  | A163.C.PON | Power filter set | A165.C15 | [18 empty] | #DIVIDE BY ZERO |  | 0 | #DIVIDE BY ZERO | #UNPARSEABLE | #BLOCKED |  | 0 | #DIVIDE BY ZERO | 0 | 0 | 0 | #DIVIDE BY ZERO | #DIVIDE BY ZERO
[5 empty] | A163.A15 | RF Power Filter Set -Three phase(3P4W) 380 VAC/30 A x 1 (EUT) -Single phase(1P2W)110-220 VAC/30 A x 1(EUT) -Single phase(1P2W)110-220 VAC/16 A x 2(LED/Equipment | A165.A150
|  | 0 | M/R |  | A163.C.PON | Signal filter set | A165.C17 | [18 empty] | #DIVIDE BY ZERO |  | 0 | #DIVIDE BY ZERO | #UNPARSEABLE | #BLOCKED |  | 0 | #DIVIDE BY ZERO | 0 | 0 | 0 | #DIVIDE BY ZERO | #DIVIDE BY ZERO
[5 empty] | #UNPARSEABLE | Data Filter Set -RJ11x1 -RJ45 10M/100M x 1 | A165.A170
|  |  | R |  | A163.C.PON | Lighting | A165.C21
|  |  | R |  | A163.C.PON | Access panal set | A165.C25
|  |  | R |  | A163.C.PON | Connect Panel set | A165.C27
|  |  | R |  | A163.C.PON | CCTV | A165.C29
|  | 8 | F |  | A160.PON | SE Amp room Concatenation | A160.D.PON | [18 empty] | #DIVIDE BY ZERO |  | 0 | #DIVIDE BY ZERO | #UNPARSEABLE | #BLOCKED |  | 0 | #DIVIDE BY ZERO | 0 | 0 | 0 | #DIVIDE BY ZERO | #DIVIDE BY ZERO
|  | 3 | R |  | A163.D.PON | Shielding Enclosure | A165.D01 | [18 empty] | #DIVIDE BY ZERO |  | 0 | #DIVIDE BY ZERO | #UNPARSEABLE | #BLOCKED |  | 0 | #DIVIDE BY ZERO | 0 | 0 | 0 | #DIVIDE BY ZERO | #DIVIDE BY ZERO
|  | 0 | A1 |  | A160.A01 | Shielding enclosure(Standard) | A160.A010 | [18 empty] | #DIVIDE BY ZERO |  | 0 | #DIVIDE BY ZERO | #UNPARSEABLE | #BLOCKED |  | 0 | #DIVIDE BY ZERO | 0 | 0 | 0 | #DIVIDE BY ZERO | #DIVIDE BY ZERO
|  | 0 | A |  | A160.A01 | Shielding enclosure(19/11/8) -Panel outside Dimension: L19.0 x W11.0 x H8.6m -Modular steel pan type shielded enclosure by 2mm galvanized steel sheet -Painted on visual panel -Self support structure cover shielding enclosure -Power Layout and construction included | A160.A011 | [18 empty] | #DIVIDE BY ZERO |  | 0 | #DIVIDE BY ZERO | #UNPARSEABLE | #BLOCKED |  | 0 | #DIVIDE BY ZERO | 0 | 0 | 0 | #DIVIDE BY ZERO | #DIVIDE BY ZERO
|  | 0 | A |  | A160.A01 | Shielding enclosure(5.2x2.8x2.9) | A160.A012 | [18 empty] | #DIVIDE BY ZERO |  | 0 | #DIVIDE BY ZERO | #UNPARSEABLE | #BLOCKED |  | 0 | #DIVIDE BY ZERO | 0 | 0 | 0 | #DIVIDE BY ZERO | #DIVIDE BY ZERO
|  | 3 | R |  | A163.D.PON | Raised floor | A165.D03 | [18 empty] | #DIVIDE BY ZERO |  | 0 | #DIVIDE BY ZERO | #UNPARSEABLE | #BLOCKED |  | 0 | #DIVIDE BY ZERO | 0 | 0 | 0 | #DIVIDE BY ZERO | #DIVIDE BY ZERO
|  | 0 | A1 |  | A160.A03 | Raised floor(Standard) | A160.A030 | [18 empty] | #DIVIDE BY ZERO |  | 0 | #DIVIDE BY ZERO | #UNPARSEABLE | #BLOCKED |  | 0 | #DIVIDE BY ZERO | 0 | 0 | 0 | #DIVIDE BY ZERO | #DIVIDE BY ZERO
|  | 0 | A |  | A160.A03 | Raised floor -Raised floor is 0.3 m high -Raised ground floor with 500kg/m2 loading -Metal support with 2.0mm Galvanized steel -PVC flooring tiles | A160.A031 | [18 empty] | #DIVIDE BY ZERO |  | 0 | #DIVIDE BY ZERO | #UNPARSEABLE | #BLOCKED |  | 0 | #DIVIDE BY ZERO | 0 | 0 | 0 | #DIVIDE BY ZERO | #DIVIDE BY ZERO
|  | 0 | A |  | A160.A03 | Raised floor | A160.A032 | [18 empty] | #DIVIDE BY ZERO |  | 0 | #DIVIDE BY ZERO | #UNPARSEABLE | #BLOCKED |  | 0 | #DIVIDE BY ZERO | 0 | 0 | 0 | #DIVIDE BY ZERO | #DIVIDE BY ZERO
|  | 2 | R |  | A163.D.PON | Shielding Swing Door | A165.D05 | [18 empty] | #DIVIDE BY ZERO |  | 0 | #DIVIDE BY ZERO | #UNPARSEABLE | #BLOCKED |  | 0 | #DIVIDE BY ZERO | 0 | 0 | 0 | #DIVIDE BY ZERO | #DIVIDE BY ZERO
|  | 0 |  |  | A160.A05 | Shielding Swing Door (Auto-latching) -Dimension: W1.2 x H2.1m -Blade contact swing door -The door can be opened from inside by manually operating | A160.A050 | [18 empty] | #DIVIDE BY ZERO |  | 0 | #DIVIDE BY ZERO | #UNPARSEABLE | #BLOCKED |  | 0 | #DIVIDE BY ZERO | 0 | 0 | 0 | #DIVIDE BY ZERO | #DIVIDE BY ZERO
|  | 0 |  |  | A160.A05 | Shielding Swing Door (Auto-latching) -Dimension: W1.5 x H2.1m -Blade contact swing door -The door can be opened from inside by manually operating | A160.A051 | [18 empty] | #DIVIDE BY ZERO |  | 0 | #DIVIDE BY ZERO | #UNPARSEABLE | #BLOCKED |  | 0 | #DIVIDE BY ZERO | 0 | 0 | 0 | #DIVIDE BY ZERO | #DIVIDE BY ZERO
|  | 0 | R |  | A163.D.PON | Shielding Sliding Door | A165.D07 | [18 empty] | #DIVIDE BY ZERO |  | 0 | #DIVIDE BY ZERO | #UNPARSEABLE | #BLOCKED |  | 0 | #DIVIDE BY ZERO | 0 | 0 | 0 | #DIVIDE BY ZERO | #DIVIDE BY ZERO
|  | 1 | R |  | A163.D.PON | Air vent | A165-D09 | [18 empty] | #DIVIDE BY ZERO |  | 0 | #DIVIDE BY ZERO | #UNPARSEABLE | #BLOCKED |  | 0 | #DIVIDE BY ZERO | 0 | 0 | 0 | #DIVIDE BY ZERO | #DIVIDE BY ZERO
|  | 0 |  |  | A163-A09 | Shielding Air Vent -Dimension: L30 x W30 x H4.5cm -Install on the ceiling | A165.A090 |  |  |  |  | 4 | [13 empty] | #DIVIDE BY ZERO |  | 0 | #DIVIDE BY ZERO | #UNPARSEABLE | #BLOCKED |  | 0 | #DIVIDE BY ZERO | 0 | 0 | 0 | #DIVIDE BY ZERO | #DIVIDE BY ZERO
|  |  | R |  | A163.D.PON | RF Pyramidal Absorber | A165.D11
|  |  | R |  | A163.D.PON | Ferrite Absorber | A165.D12
|  | 0 | M/R |  | A163.D.PON | Power Filter | A165.D13 | [18 empty] | #DIVIDE BY ZERO |  | 0 | #DIVIDE BY ZERO | #UNPARSEABLE | #BLOCKED |  | 0 | #DIVIDE BY ZERO | 0 | 0 | 0 | #DIVIDE BY ZERO | #DIVIDE BY ZERO
[5 empty] | A163.A15 | RF Power Filter Set -Three phase(3P4W) 380 VAC/30 A x 1 (EUT) -Single phase(1P2W)110-220 VAC/30 A x 1(EUT) -Single phase(1P2W)110-220 VAC/16 A x 2(LED/Equipment | A165.A150
|  | 0 | M/R |  | A163.D.PON | Power filter set | A165.D15 | [18 empty] | #DIVIDE BY ZERO |  | 0 | #DIVIDE BY ZERO | #UNPARSEABLE | #BLOCKED |  | 0 | #DIVIDE BY ZERO | 0 | 0 | 0 | #DIVIDE BY ZERO | #DIVIDE BY ZERO
[5 empty] | A163.A15 | RF Power Filter Set -Three phase(3P4W) 380 VAC/30 A x 1 (EUT) -Single phase(1P2W)110-220 VAC/30 A x 1(EUT) -Single phase(1P2W)110-220 VAC/16 A x 2(LED/Equipment | A165.A150
|  | 0 | M/R |  | A163.D.PON | Signal filter set | A165.D17 | [18 empty] | #DIVIDE BY ZERO |  | 0 | #DIVIDE BY ZERO | #UNPARSEABLE | #BLOCKED |  | 0 | #DIVIDE BY ZERO | 0 | 0 | 0 | #DIVIDE BY ZERO | #DIVIDE BY ZERO
[5 empty] | #UNPARSEABLE | Data Filter Set -RJ11x1 -RJ45 10M/100M x 1 | A165.A170
|  |  | R |  | A163.D.PON | Lighting | A165.D21
|  |  | R |  | A163.D.PON | Access panal set | A165.D25
|  |  | R |  | A163.D.PON | Connect Panel set | A165.D27
|  |  | R |  | A163.D.PON | CCTV | A165.D29
|  | 0 | F |  | A160.PON | AE Positioner System | A160.E.PON | [18 empty] | #DIVIDE BY ZERO |  | 0 | #DIVIDE BY ZERO | #UNPARSEABLE | #BLOCKED |  | 0 | #DIVIDE BY ZERO | 0 | 0 | 0 | #DIVIDE BY ZERO | #DIVIDE BY ZERO
|  |  | R |  | A163.E.PON | Turntable | A165.E01
|  | 0 |  |  | A163.A06 | EMC Low Noise Turntable -Dimension: Diameter 3.0 x H0.4m -Max. loading: 1,000kg | A165.A070 | [18 empty] | #DIVIDE BY ZERO |  | 0 | #DIVIDE BY ZERO | #UNPARSEABLE | #BLOCKED |  | 0 | #DIVIDE BY ZERO | 0 | 0 | 0 | #DIVIDE BY ZERO | #DIVIDE BY ZERO
|  |  | R |  | A163.E.PON | Antenna Tower | A165.E09
|  | 0 |  |  | A163.A06 | Bore-sight Antenna Tower(1- 4m) -Dimension: H4.2m -Scanning: 1.0 - 4.0m -Max. Loading: 20kg -H/V switching | A165.A070 | [18 empty] | #DIVIDE BY ZERO |  | 0 | #DIVIDE BY ZERO | #UNPARSEABLE | #BLOCKED |  | 0 | #DIVIDE BY ZERO | 0 | 0 | 0 | #DIVIDE BY ZERO | #DIVIDE BY ZERO
|  |  | R |  | A163.E.PON | Controller | A165.E17
|  | 0 |  |  | A163.A06 | Dual Channel Positroner Controller -Standard 19" rack mount -Control type: Fiber optical with ST connector | A165.A070 | [18 empty] | #DIVIDE BY ZERO |  | 0 | #DIVIDE BY ZERO | #UNPARSEABLE | #BLOCKED |  | 0 | #DIVIDE BY ZERO | 0 | 0 | 0 | #DIVIDE BY ZERO | #DIVIDE BY ZERO
|  | 0 |  |  | A160.PON |  | A160.G.PON | [18 empty] | #DIVIDE BY ZERO |  | 0 | #DIVIDE BY ZERO | #UNPARSEABLE | #BLOCKED |  | 0 | #DIVIDE BY ZERO | 0 | 0 | 0 | #DIVIDE BY ZERO | #DIVIDE BY ZERO
|  | 0 |  |  | A160.PON | E10 miscellaneous | A160.M.PON | [18 empty] | #DIVIDE BY ZERO |  | 0 | #DIVIDE BY ZERO | #UNPARSEABLE | #BLOCKED |  | 0 | #DIVIDE BY ZERO | 0 | 0 | 0 | #DIVIDE BY ZERO | #DIVIDE BY ZERO
|  | 0 |  |  | A160.PON |  | A160.Q.PON | [18 empty] | #DIVIDE BY ZERO |  | 0 | #DIVIDE BY ZERO | #UNPARSEABLE | #BLOCKED |  | 0 | #DIVIDE BY ZERO | 0 | 0 | 0 | #DIVIDE BY ZERO | #DIVIDE BY ZERO
|  | 0 | F |  | A160.PON | E10 Acceptance | A160.V.PON | [18 empty] | #DIVIDE BY ZERO |  | 0 | #DIVIDE BY ZERO | #UNPARSEABLE | #BLOCKED |  | 0 | #DIVIDE BY ZERO | 0 | 0 | 0 | #DIVIDE BY ZERO | #DIVIDE BY ZERO
|  |  | R |  | A163.V.PON | Hardware item check | A165.V01
[5 empty] | A163.V01 |  | A165.V010
|  |  | R |  | A163.V.PON | Shielding Effective | A165.V05
[5 empty] | #UNPARSEABLE | Shielding effective -Frequency: 30MHz to 18GHz <= -100dB -Testing point -According EN50147-1 standard | A165.A290
|  |  | R |  | A163.V.PON | NSA Performance | A165.A21
[5 empty] | #UNPARSEABLE | Normalization Standard Attenuation(NSA) -NSA: +/- 4.0dB -Distance: 10m -Quite Zone:1.5m -According to CISPR16-1-4 | A165.A290
|  |  | R |  | A163.V.PON | Site VSWR Performance | A165.A25
[5 empty] | #UNPARSEABLE | Site VSWR (SVSWR) -SVSWR: <= 6.0dB -Distance: 10m -Quite Zone:1.5m -According to CISPR16-1-4 | A165.A290
|  | 2 | F |  | A160.PON | E10 Warranty | A160.W.PON | [18 empty] | #DIVIDE BY ZERO |  | 0 | #DIVIDE BY ZERO | #UNPARSEABLE | #BLOCKED |  | 0 | #DIVIDE BY ZERO | 0 | 0 | 0 | #DIVIDE BY ZERO | #DIVIDE BY ZERO
|  | 0 | N |  | A163.W.PON | E3 System 2 years warranty -Shielding material of chambers 3 years -Absorber chamber quality 5 years -Other equipment 2 years -Hardware coverage in case of natural damage | A165.W.010 |  | 免費 | [16 empty] | #DIVIDE BY ZERO |  | 0 | #DIVIDE BY ZERO | #UNPARSEABLE | #BLOCKED |  | 0 | #DIVIDE BY ZERO | 0 | 0 | 0 | #DIVIDE BY ZERO | #DIVIDE BY ZERO
|  | 4 | R/M |  | A163.W.PON | E3 system extend warranty | A165.W05 |  | 依照系統售價 | [16 empty] | #DIVIDE BY ZERO |  | 0 | #DIVIDE BY ZERO | #UNPARSEABLE | #BLOCKED |  | 0 | #DIVIDE BY ZERO | 0 | 0 | 0 | #DIVIDE BY ZERO | #DIVIDE BY ZERO
|  | 0 | A |  | #UNPARSEABLE | M3 system 2 years extend warranty | A165.W052 |  | 依照系統售價之10% | [16 empty] | #DIVIDE BY ZERO |  | 0 | #DIVIDE BY ZERO | #UNPARSEABLE | #BLOCKED |  | 0 | #DIVIDE BY ZERO | 0 | 0 | 0 | #DIVIDE BY ZERO | #DIVIDE BY ZERO
|  | 0 | A |  | #UNPARSEABLE | M3 system 3 years extend warranty | A165.W053 |  | 依照系統售價之10% | [16 empty] | #DIVIDE BY ZERO |  | 0 | #DIVIDE BY ZERO | #UNPARSEABLE | #BLOCKED |  | 0 | #DIVIDE BY ZERO | 0 | 0 | 0 | #DIVIDE BY ZERO | #DIVIDE BY ZERO
|  | 0 | A |  | #UNPARSEABLE | M3 system 4 years extend warranty | A165.W054 |  | 依照系統售價之15% | [16 empty] | #DIVIDE BY ZERO |  | 0 | #DIVIDE BY ZERO | #UNPARSEABLE | #BLOCKED |  | 0 | #DIVIDE BY ZERO | 0 | 0 | 0 | #DIVIDE BY ZERO | #DIVIDE BY ZERO
|  | 0 | A |  | #UNPARSEABLE | M3 system 5 years extend warranty | A165.W055 |  | 依照系統售價之15% | [16 empty] | #DIVIDE BY ZERO |  | 0 | #DIVIDE BY ZERO | #UNPARSEABLE | #BLOCKED |  | 0 | #DIVIDE BY ZERO | 0 | 0 | 0 | #DIVIDE BY ZERO | #DIVIDE BY ZERO
1-評估 | 1 | 2 | 2 |  | A1 | A17-M-Class_Multi Probe Measurement System | A17 |  | 多天線量測系統 OTA, Tput 多探頭、MIMO、600M-10GHz, 50cm最大) | [8 empty] | 3600 | 1600 | 44.44% | 12.33% | 10.46%
1-評估 |  | 7 |  |  | #UNPARSEABLE | M3 Multi-probe OTA Measurement System | A173.PONN | 1 | 弧形Arch |  |  | 1 | 6000 | 2000 | 3600 | 40% | 44.44% | 3600 | 1600 | 44.44% | 28.57% | 24.62% | P25-DSPR | 2000 | 6000 | -39900% | 2400000 | 2398000 | 99.92% | #UNPARSEABLE | #BLOCKED | 90000 | 89933.3333 | 99.93%
5-報價 |  | 0 | F |  | A173.PONN | 173-M3 Arc Multi-porbe Antenna Measurement System | P25129 | 2 | [17 empty] | #DIVIDE BY ZERO |  | 0 | #DIVIDE BY ZERO | #UNPARSEABLE | #BLOCKED |  | 0 | #DIVIDE BY ZERO | 0 | 0 | 0 | #DIVIDE BY ZERO | #DIVIDE BY ZERO
3-量產 |  | 6 | F |  | A173.PONN | M3 OTA Anechoic Chamber | A173.A.PON | 2 | [17 empty] | #DIVIDE BY ZERO |  | 0 | #DIVIDE BY ZERO | #UNPARSEABLE | #BLOCKED |  | 0 | #DIVIDE BY ZERO | 0 | 0 | 0 | #DIVIDE BY ZERO | #DIVIDE BY ZERO
3-量產 |  | 4 | R |  | A173.A.PON | SE-R4 Cubic OTA Shielding Room | A173.A01 | 2.5 | [17 empty] | #DIVIDE BY ZERO |  | 0 | #DIVIDE BY ZERO | #UNPARSEABLE | #BLOCKED |  | 0 | #DIVIDE BY ZERO | 0 | 0 | 0 | #DIVIDE BY ZERO | #DIVIDE BY ZERO
|  | 0 | A |  | A173.A01 | SE-R24 Cubic Shielding Room (M-Class-1.5m-444) -Outside Dimension: L4.2 x W4.2 x H4.2m +/-5cm (include beam-column) -Inside Dimension: L3.9 x W3.9 x H3.9m +/-5cm -Shielding effective: 30M - 18GHz > 100dB -Modular steel pan type by 2mm galvanized steel sheet -Steel pillar for self support structure -Painted on visual panel | A173.A010 | 3 |  |  |  | 1 |  | 701.4 | [8 empty] | Q211111安普新 | 701.4 |  | #DIVIDE BY ZERO |  | -701.4 | #DIVIDE BY ZERO | #UNPARSEABLE | #BLOCKED |  | -23.38 | #DIVIDE BY ZERO | 0 | 0 | 0 | #DIVIDE BY ZERO | #DIVIDE BY ZERO
|  | 0 | A1 |  | A173.A01 | SE-R23 Cubic Shielding Room (M-Class-1.0m-333) -Outside Dimension: L3.0x W3.0 x H3.2m +/-5cm (include H-beam) -Inside Dimension: L2.9 x W2.9 x H2.9m +/-5cm -Shielding effective: 30M - 18GHz > 100dB -Modular steel pan type by 2mm galvanized steel sheet -Steel pillar for self support structure -Painted on visual panel | A173.A011 | 3 |  |  |  | 1 |  | 601.4 | [9 empty] | 601.4 |  | #DIVIDE BY ZERO |  | -601.4 | #DIVIDE BY ZERO | #UNPARSEABLE | #BLOCKED |  | -20.0467 | #DIVIDE BY ZERO | 0 | 0 | 0 | #DIVIDE BY ZERO | #DIVIDE BY ZERO
|  | 0 | A |  | A173.A01 | SE-R25 Cubic Shielding Room (M-Class-2.0m-555) -Outside Dimension: L5.2 x W5.2 x H5.2m +/-5cm (include beam-column) -Inside Dimension: L4.9 x W4.9 x H4.9m +/-5cm -Shielding effective: 30M - 18GHz > 100dB -Modular steel pan type by 2mm galvanized steel sheet -Steel pillar for self support structure -Painted on visual panel | A173.A012 | 3 |  |  |  | 1 |  | 1051.4 | [9 empty] | 1051.4 |  | #DIVIDE BY ZERO |  | -1051.4 | #DIVIDE BY ZERO | #UNPARSEABLE | #BLOCKED |  | -35.0467 | #DIVIDE BY ZERO | 0 | 0 | 0 | #DIVIDE BY ZERO | #DIVIDE BY ZERO
|  | 0 | A |  | A173.A01 | SE-R23 Cubic Shielding Room (M3-0.8m-compact size) -Outside Dimension: L3.0 x W2.7 x H2.7m +/-5cm -Inside Dimension: L2.9 x W2.6 x H2.6m +/-5cm -Shielding effective: 30M - 18GHz > 100dB -Modular steel pan type by 2mm galvanized steel sheet -Steel pillar for self support structure -Painted on visual panel | A173.A013 | 3 |  |  |  | 1 | [13 empty] | #DIVIDE BY ZERO |  | 0 | #DIVIDE BY ZERO | #UNPARSEABLE | #BLOCKED |  | 0 | #DIVIDE BY ZERO | 0 | 0 | 0 | #DIVIDE BY ZERO | #DIVIDE BY ZERO
0-未開 |  | 1 | R |  | A173.A.PON | SE-B1 Single Box (Throughput) | A173.A03 | [18 empty] | #DIVIDE BY ZERO |  | 0 | #DIVIDE BY ZERO | #UNPARSEABLE | #BLOCKED |  | 0 | #DIVIDE BY ZERO | 0 | 0 | 0 | #DIVIDE BY ZERO | #DIVIDE BY ZERO
|  | 0 |  |  | A173.A05 | SE-B13 Shielding Box (for throughput) -Shielding enclosures dimension: L70 x W70 x H120 +/-5cm -Shielding swing door: W40 x H40 cm, auto-latching x1 -Shielding effective: 2.0 GHz - 8.0 GHz > 80 dB -Signal filter: RJ-45 10Gbps x5, RJ-45 1Gbps filter x1, USB3.0 x2, USB2.0 x1 -Power filter: 100-280VAC single phase 2 wire 16A x2 -Honeycomb Air Vent: Dimension: 0.1 x 0.1m (L/W) x1 -Painted on visual panel | A173.A031 |  |  | A211.B131 |  | 1 |  | 140 | [9 empty] | 140 |  | #DIVIDE BY ZERO |  | -140 | #DIVIDE BY ZERO | #UNPARSEABLE | #BLOCKED |  | -4.6667 | #DIVIDE BY ZERO | 0 | 0 | 0 | #DIVIDE BY ZERO | #DIVIDE BY ZERO
3-量產 |  | 1 | R |  | A173.A.PON | SE-D2 Shielding Swing Door | A173.A05 | 2.5 | [17 empty] | #DIVIDE BY ZERO |  | 0 | #DIVIDE BY ZERO | #UNPARSEABLE | #BLOCKED |  | 0 | #DIVIDE BY ZERO | 0 | 0 | 0 | #DIVIDE BY ZERO | #DIVIDE BY ZERO
|  | 0 |  |  | A173.A05 | SE-D22 Flat Shielding Swing Door -Dimension W1.0 x H2.0m -Blade contact auto-latching -Manual operation for emergency | A173.A051 | 3 |  |  |  | 1 |  | 6.2 | [9 empty] | 6.2 |  | #DIVIDE BY ZERO |  | -6.2 | #DIVIDE BY ZERO | #UNPARSEABLE | #BLOCKED |  | -0.20667 | #DIVIDE BY ZERO | 0 | 0 | 0 | #DIVIDE BY ZERO | #DIVIDE BY ZERO
3-量產 |  |  | R |  | A173.A.PON | SE-A1 Access panel | A173.A07 | 2.5
|  | 0 |  |  | A173.A09 | SE-A23 Access panel (OTA Standard) -Dimension: H30 x W30 cm -SMA Jack to Jack x 10 -2" Waveguide tube for extension cable through, 1 set | A173.A070 | 3 | Q211111安普新 |  |  | 1 |  | 20 | [9 empty] | 20 |  | #DIVIDE BY ZERO |  | -20 | #DIVIDE BY ZERO | #UNPARSEABLE | #BLOCKED |  | -0.66667 | #DIVIDE BY ZERO | 0 | 0 | 0 | #DIVIDE BY ZERO | #DIVIDE BY ZERO
|  | 0 |  |  | A173.A09 | SE-A23 Access panel (OTA Standard +Tput 8x8) -Dimension: H30 x W30 cm -SMA Jack to Jack x 20 -2" Waveguide tube for extension cable through, 1 set | A173.A071 | 3 | Q211111安普新 |  |  | 1 |  | 20 | [9 empty] | 20 |  | #DIVIDE BY ZERO |  | -20 | #DIVIDE BY ZERO | #UNPARSEABLE | #BLOCKED |  | -0.66667 | #DIVIDE BY ZERO | 0 | 0 | 0 | #DIVIDE BY ZERO | #DIVIDE BY ZERO
3-量產 |  | 1 | R |  | A173.A.PON | SE-H Shielding Honeycomb Air Vent | A173.A09 | 2.5 | [17 empty] | #DIVIDE BY ZERO |  | 0 | #DIVIDE BY ZERO | #UNPARSEABLE | #BLOCKED |  | 0 | #DIVIDE BY ZERO | 0 | 0 | 0 | #DIVIDE BY ZERO | #DIVIDE BY ZERO
|  | 0 |  |  | A173.A09 | SE-H23 Shielding Honeycomb Air Vent -Dimension: 0.3 x 0.3m (L/W) -Shielding effective: 30M - 18GHz > 100dB | A173.A090 | 3 | Q211111安普新 |  |  | 4 | [13 empty] | #DIVIDE BY ZERO |  | 0 | #DIVIDE BY ZERO | #UNPARSEABLE | #BLOCKED |  | 0 | #DIVIDE BY ZERO | 0 | 0 | 0 | #DIVIDE BY ZERO | #DIVIDE BY ZERO
3-量產 |  |  | R |  | A173.A.PON | AB-RP EPP Absorber Set | A173.A11 | 2.5
|  | 0 | A |  | A173.A11 | AB-X1 EPP Absorber Set (M-Class-1.5m) -Material: Expandable Polypropylene -Frequency: 0.4 - 18GHz -AB-X12: 30cm height pyramid absorber -AB-X14: 3cm height flatten absorber -RoHS & REACH Compliant | A173.A110 | 3 | Q211111安普新 |  |  | 1 |  | 362 | [9 empty] | 362 |  | #DIVIDE BY ZERO |  | -362 | #DIVIDE BY ZERO | #UNPARSEABLE | #BLOCKED |  | -12.0667 | #DIVIDE BY ZERO | 0 | 0 | 0 | #DIVIDE BY ZERO | #DIVIDE BY ZERO
|  | 0 | A1 |  | A173.A11 | AB-X1 EPP Absorber Set (M-Class-1.0m) -Material: Expandable Polypropylene -Frequency: 0.4 - 18GHz -AB-X12: 30cm height pyramid absorber -AB-X14: 3cm height flatten absorber -RoHS & REACH Compliant | A173.A111 | 3 |  |  |  | 1 |  | 217.74 | [9 empty] | 217.74 |  | #DIVIDE BY ZERO |  | -217.74 | #DIVIDE BY ZERO | #UNPARSEABLE | #BLOCKED |  | -7.258 | #DIVIDE BY ZERO | 0 | 0 | 0 | #DIVIDE BY ZERO | #DIVIDE BY ZERO
|  | 0 | A |  | A173.A11 | AB-X1 EPP Absorber Set (M-Class-2.0m) -Material: Expandable Polypropylene -Frequency: 0.4 - 18GHz -AB-X12: 30cm height pyramid absorber -AB-X14: 3cm height flatten absorber -RoHS & REACH Compliant | A173.A112 | 3 | Q211111安普新 |  |  | 1 |  | 591.76 | [9 empty] | 591.76 |  | #DIVIDE BY ZERO |  | -591.76 | #DIVIDE BY ZERO | #UNPARSEABLE | #BLOCKED |  | -19.7253 | #DIVIDE BY ZERO | 0 | 0 | 0 | #DIVIDE BY ZERO | #DIVIDE BY ZERO
|  | 0 | A |  | A173.A11 | AB-X1 EPP Absorber Set ((M-Class-0.8m) -Material: Expandable Polypropylene -Frequency: 0.4 - 18GHz -AB-X12: 30cm height pyramid absorber -AB-X14: 3cm height flatten absorber -RoHS & REACH Compliant | A173.A113 | 3 |  |  |  | 1 |  | 0 | [9 empty] | 0 |  | #DIVIDE BY ZERO |  | 0 | #DIVIDE BY ZERO | #UNPARSEABLE | #BLOCKED |  | 0 | #DIVIDE BY ZERO | 0 | 0 | 0 | #DIVIDE BY ZERO | #DIVIDE BY ZERO
3-量產 |  | 0 | M/R |  | A118.A | SE-F Filter set | A173.A15 | 2.5 | [17 empty] | #DIVIDE BY ZERO |  | 0 | #DIVIDE BY ZERO | #UNPARSEABLE | #BLOCKED |  | 0 | #DIVIDE BY ZERO | 0 | 0 | 0 | #DIVIDE BY ZERO | #DIVIDE BY ZERO
[5 empty] | #UNPARSEABLE | SE-F Power & Signal filter Set -SE-F12 1P2W 100 -280 VAC/16 A (for EUT) -SE-F12 1P2W 100 -280 VAC/16 A (for Equipment) -SE-F22-02 RJ45 1Gbps x 2 (1 for Equipment) -SE-F23-02 USB3.0 x 1 -SE-F25-01 RS-232/485 x 2 (for Equipment) | A173.A150 | 3
0-未開 |  | 0 | M/R |  | A118.A | SE-F Filter set (Throughput) | A173.A16 | [18 empty] | #DIVIDE BY ZERO |  | 0 | #DIVIDE BY ZERO | #UNPARSEABLE | #BLOCKED |  | 0 | #DIVIDE BY ZERO | 0 | 0 | 0 | #DIVIDE BY ZERO | #DIVIDE BY ZERO
[5 empty] | #UNPARSEABLE | SE-F24-02 Ethernet 10Gbps Media Converter -RJ45: 10G/5G/2.5G/1G/100BASE-T -Fiber Optic Interface: 10GBASE-X R SFP+ -Power Requirements: 5V DC, 2A max. -Power Consumption: 3.75 watts -Regulatory Compliance: FCC Part 15 Class A, CE | A173.A161 |  |  | A211.F242 |  |  |  | 16.2
3-量產 |  |  | R |  | A173.A.PON | SE-X Laser Alignment System | A173.A17 | 2.5
|  | 0 | A |  | A173.A17 | SE-X31 Laser Alignment System -Independent 3 red laser line -Mounting type: Wall bracket -Horizontal alignment: 1 line -Vertical alignment: 2 line | A173.A170 | 3 | Q211111安普新 |  |  | 1 |  | 4.044 | 20 | [8 empty] | 4.044 |  | #DIVIDE BY ZERO |  | -4.044 | #DIVIDE BY ZERO | #UNPARSEABLE | #BLOCKED |  | -0.1348 | #DIVIDE BY ZERO | 0 | 0 | 0 | #DIVIDE BY ZERO | #DIVIDE BY ZERO
3-量產 |  |  | R |  | A116.A | SE-L Lighting | A173-A21 | 2.5
[5 empty] | A162.A23 | SE-L31 LED Lighting -Power consumption: 50W | A173.A210 | 3 |  |  |  | 2 | 10 | 4
3-量產 |  |  | R |  | A173.A.PON | SE-V1 CCTV System | A173.A29 | 2.5 | 規格待確認
|  | 0 | A |  | A173.A29 | SE-V12 CCTV System -2560 x 1440 @ 30 fps -2.8 - 12 mm motor zoom lens | A173-A290 | 3 | 安普新 |  |  | 1 | 30 | 6.52 | 27 | [8 empty] | 6.52 | 30 | 100% |  | -6.52 | #DIVIDE BY ZERO | #UNPARSEABLE | #BLOCKED |  | -0.21733 | #DIVIDE BY ZERO | 0 | 0 | 0 | #DIVIDE BY ZERO | #DIVIDE BY ZERO
3-量產 |  | 10 | F |  | A173.PONN | M3 RF System | A173.C.PON | 2 | [17 empty] | #DIVIDE BY ZERO |  | 0 | #DIVIDE BY ZERO | #UNPARSEABLE | #BLOCKED |  | 0 | #DIVIDE BY ZERO | 0 | 0 | 0 | #DIVIDE BY ZERO | #DIVIDE BY ZERO
3-量產 |  | 5 | R |  | A173.C.PON | AT-A1 Vertical Array Antenna | A173.C01 | 2.5 | [17 empty] | #DIVIDE BY ZERO |  | 0 | #DIVIDE BY ZERO | #UNPARSEABLE | #BLOCKED |  | 0 | #DIVIDE BY ZERO | 0 | 0 | 0 | #DIVIDE BY ZERO | #DIVIDE BY ZERO
|  | 0 | A |  | A173.C01 | AT-A111-12 Vertical Array Antenna(12VAA-1.5) -Antenna pitch: 15 degree -Antenna layout: 165 degree arch -measurement distance: 1.5m -12 Dual-polarized antennas -Frequency: 0.65 - 8.0GHz -Antenna gain: 6dBi (Typical) -Polarization: Dual linear polarization -Polarization isolation: > 25dB -Switching box for antenna switch | A173.C010 | 3 |  |  |  | 1 |  | 708.3 | [9 empty] | 708.3 |  | #DIVIDE BY ZERO |  | -708.3 | #DIVIDE BY ZERO | #UNPARSEABLE | #BLOCKED |  | -23.61 | #DIVIDE BY ZERO | 0 | 0 | 0 | #DIVIDE BY ZERO | #DIVIDE BY ZERO
|  | 0 | A |  | A173.C01 | AT-A112-12 Vertical Array Antenna(12VAA-1.0) -Antenna pitch: 15 degree -Antenna layout: 165 degree arch -measurement distance: 1.0m -12 Dual-polarized antennas -Frequency: 0.65 - 8.0GHz -Antenna gain: 6dBi (Typical) -Polarization: Dual linear polarization -Polarization isolation: > 25dB -Switching box for antenna switch | A173.C011 | 3 |  |  |  | 1 |  | 640.05 | [9 empty] | 640.05 |  | #DIVIDE BY ZERO |  | -640.05 | #DIVIDE BY ZERO | #UNPARSEABLE | #BLOCKED |  | -21.335 | #DIVIDE BY ZERO | 0 | 0 | 0 | #DIVIDE BY ZERO | #DIVIDE BY ZERO
|  | 0 | A |  | A173.C01 | AT-A113-12 Vertical Array Antenna(12VAA-2.0) -Antenna pitch: 15 degree -Antenna layout: 165 degree arch -measurement distance: 2.0m -12 Dual-polarized antennas -Frequency: 0.65 - 8.0GHz -Antenna gain: 6dBi (Typical) -Polarization: Dual linear polarization -Polarization isolation: > 25dB -Switching box for antenna switch | A173.C012 | 3 |  |  |  | 1 |  | 761.8 | [9 empty] | 761.8 |  | #DIVIDE BY ZERO |  | -761.8 | #DIVIDE BY ZERO | #UNPARSEABLE | #BLOCKED |  | -25.3933 | #DIVIDE BY ZERO | 0 | 0 | 0 | #DIVIDE BY ZERO | #DIVIDE BY ZERO
|  | 0 | A |  | A173.C01 | AT-A114 Arch (0.8m) | A173.C013 | 3 | P21137-Dyson |  |  | 1 |  | 38.1 | 38.1 | [8 empty] | 38.1 |  | #DIVIDE BY ZERO |  | -38.1 | #DIVIDE BY ZERO | #UNPARSEABLE | #BLOCKED |  | -1.27 | #DIVIDE BY ZERO | 0 | 0 | 0 | #DIVIDE BY ZERO | #DIVIDE BY ZERO
|  | 0 | A |  | A173.C01 | AT-A114-12 Vertical Array Antenna(12VAA-0.8) -Antenna pitch: 15 degree -Antenna layout: 165 degree arch -measurement distance: 0.8m -12 Dual-polarized antennas -Frequency: 0.65 - 8.0GHz -Antenna gain: 6dBi (Typical) -Polarization: Dual linear polarization -Polarization isolation: > 25dB -Switching box for antenna switch | A173.C013 | 3 | P21137-Dyson |  |  | 1 |  | 534.05 | [9 empty] | 534.05 |  | #DIVIDE BY ZERO |  | -534.05 | #DIVIDE BY ZERO | #UNPARSEABLE | #BLOCKED |  | -17.8017 | #DIVIDE BY ZERO | 0 | 0 | 0 | #DIVIDE BY ZERO | #DIVIDE BY ZERO
3-量產 |  | 4 |  |  | A173.C.PON | AT-A2 Horizontal Arch Array Antenna | A173.C03 | 2.5 | [17 empty] | #DIVIDE BY ZERO |  | 0 | #DIVIDE BY ZERO | #UNPARSEABLE | #BLOCKED |  | 0 | #DIVIDE BY ZERO | 0 | 0 | 0 | #DIVIDE BY ZERO | #DIVIDE BY ZERO
|  | 0 | A |  | A173.C01 | AT-A21-01 Horizontal Array Antenna System(4HAA-1.5) -Antenna pitch: 45 degree -measurement distance: 1.5m -4 Dual-polarized antennas -Frequency: 0.65 - 8.0GHz -Antenna gain: 6dBi (Typical) -Polarization: Dual linear polarization -Polarization isolation: > 25dB | A173.C030 | 3 |  |  |  | 0 |  | 165 | [9 empty] | 165 |  | #DIVIDE BY ZERO |  | -165 | #DIVIDE BY ZERO | #UNPARSEABLE | #BLOCKED |  | -5.5 | #DIVIDE BY ZERO | 0 | 0 | 0 | #DIVIDE BY ZERO | #DIVIDE BY ZERO
|  | 0 | A |  | A173.C01 | AT-A21-01 Horizontal Array Antenna System(4HAA-1.0) -Antenna pitch: 45 degree -measurement distance: 1.0m -4 Dual-polarized antennas -Frequency: 0.65 - 8.0GHz -Antenna gain: 6dBi (Typical) -Polarization: Dual linear polarization -Polarization isolation: > 25dB | A173.C031 | 3 |  |  |  | 0 |  | 100 | [9 empty] | 100 |  | #DIVIDE BY ZERO |  | -100 | #DIVIDE BY ZERO | #UNPARSEABLE | #BLOCKED |  | -3.3333 | #DIVIDE BY ZERO | 0 | 0 | 0 | #DIVIDE BY ZERO | #DIVIDE BY ZERO
|  | 0 | A |  | A173.C01 | AT-A21-01 Horizontal Array Antenna System(4HAA-2.0) -Antenna pitch: 45 degree -measurement distance: 2.0m -4 Dual-polarized antennas -Frequency: 0.65 - 8.0GHz -Antenna gain: 6dBi (Typical) -Polarization: Dual linear polarization -Polarization isolation: > 25dB | A173.C032 | 3 |  |  |  | 0 |  | 236 | [9 empty] | 236 |  | #DIVIDE BY ZERO |  | -236 | #DIVIDE BY ZERO | #UNPARSEABLE | #BLOCKED |  | -7.8667 | #DIVIDE BY ZERO | 0 | 0 | 0 | #DIVIDE BY ZERO | #DIVIDE BY ZERO
|  | 0 | A |  | A173.C01 | AT-A21-01 Horizontal Array Antenna System(4HAA-0.8) -Antenna pitch: 45 degree -measurement distance: 2.0m -4 Dual-polarized antennas -Frequency: 0.65 - 8.0GHz -Antenna gain: 6dBi (Typical) -Polarization: Dual linear polarization -Polarization isolation: > 25dB | A173.C033 | 3 |  |  |  | 0 |  | 100 | [9 empty] | 100 |  | #DIVIDE BY ZERO |  | -100 | #DIVIDE BY ZERO | #UNPARSEABLE | #BLOCKED |  | -3.3333 | #DIVIDE BY ZERO | 0 | 0 | 0 | #DIVIDE BY ZERO | #DIVIDE BY ZERO
0-未開 |  | 2 |  |  | A173.C.PON | AT-H2 Dual Polarization Horn Antenna (RSE) | A173.C04 | [18 empty] | #DIVIDE BY ZERO |  | 0 | #DIVIDE BY ZERO | #UNPARSEABLE | #BLOCKED |  | 0 | #DIVIDE BY ZERO | 0 | 0 | 0 | #DIVIDE BY ZERO | #DIVIDE BY ZERO
|  | 0 | A |  | A173.C11 | AT-H23 Dual Polarization Horn Antenna -Antenna frequency: 2.0 - 18.0 GHz -Antenna gain: 13 dBi (Typical) -Polarization: Dual linear polarization -Polarization isolation: > 20 dB -Power handling: Max. 50 Watt CW -Antenna aperture size: 140mm | A173.C041 |  |  | A213.H233 |  | 1 |  | 65 | [9 empty] | 65 |  | #DIVIDE BY ZERO |  | -65 | #DIVIDE BY ZERO | #UNPARSEABLE | #BLOCKED |  | -2.1667 | #DIVIDE BY ZERO | 0 | 0 | 0 | #DIVIDE BY ZERO | #DIVIDE BY ZERO
|  | 0 | A |  | A173.C11 | AT-H23 Dual Polarization Horn Antenna -Antenna frequency: 1 - 18.0GHz -Antenna gain: 10dBi (Typical) -Polarization: Dual linear polarization -Polarization isolation: > 20dB -Power handling: Max. 50 Watt CW -Antenna aperture size: 190mm | A173.C042 |  |  | A213.H232 |  | 1 |  | 80 | [9 empty] | 80 |  | #DIVIDE BY ZERO |  | -80 | #DIVIDE BY ZERO | #UNPARSEABLE | #BLOCKED |  | -2.6667 | #DIVIDE BY ZERO | 0 | 0 | 0 | #DIVIDE BY ZERO | #DIVIDE BY ZERO
0-未開 |  | 4 |  |  | A173.C.PON | AT-Antenna (Throughput) | A173.C07 | [18 empty] | #DIVIDE BY ZERO |  | 0 | #DIVIDE BY ZERO | #UNPARSEABLE | #BLOCKED |  | 0 | #DIVIDE BY ZERO | 0 | 0 | 0 | #DIVIDE BY ZERO | #DIVIDE BY ZERO
|  | 0 | A |  | A173.C11 | AT-H23 Dual Polarization Horn Antenna -Antenna frequency: 2.0 - 18.0 GHz -Antenna gain: 13 dBi (Typical) -Polarization: Dual linear polarization -Polarization isolation: > 20 dB -Power handling: Max. 50 Watt CW -Antenna aperture size: 140mm | A173.C071 |  |  | A213.H233 |  |  |  | 65 | [9 empty] | 65 |  | #DIVIDE BY ZERO |  | -65 | #DIVIDE BY ZERO | #UNPARSEABLE | #BLOCKED |  | -2.1667 | #DIVIDE BY ZERO | 0 | 0 | 0 | #DIVIDE BY ZERO | #DIVIDE BY ZERO
|  | 0 | A |  | A173.C11 | AT-H16 Single Polarization Broadband Horn Horn Antenna -Antenna frequency: 2.0- 18.0GHz -Antenna gain: 12dBi (Typical ) -Polarization: Single linear polarization -Power handling: Max. 50 Watt CW -Antenna aperture size: 105mm -Connector: SMA (F) | A173.C072 |  |  | A213.H180 | [15 empty] | #DIVIDE BY ZERO |  | 0 | #DIVIDE BY ZERO | #UNPARSEABLE | #BLOCKED |  | 0 | #DIVIDE BY ZERO | 0 | 0 | 0 | #DIVIDE BY ZERO | #DIVIDE BY ZERO
|  | 0 | A |  | A173.C11 | AT-V21 Dual polarization Vivaldi Antenna -Antenna frequency: 0.68 - 8.0 GHz -Antenna gain: 6 dBi (Typical) -Polarization: Dual linear polarization -Polarization isolation: > 20dB -Power handling: Max. 4 Watt CW -Antenna aperture size: 210mm | A173.C073 |  |  | A213.V211 |  |  |  | 4 | [9 empty] | 4 |  | #DIVIDE BY ZERO |  | -4 | #DIVIDE BY ZERO | #UNPARSEABLE | #BLOCKED |  | -0.13333 | #DIVIDE BY ZERO | 0 | 0 | 0 | #DIVIDE BY ZERO | #DIVIDE BY ZERO
|  | 0 | A |  | A173.C11 | AT-D21 Sleeve Monopole Antenna -Antenna frequency: 2.4 - 2.5 GHz/ 5.0 - 7.125 GHz -Antenna gain: 3 dBi (Typical ) -VSWR: 3.5 Max. -Power handling: Max. 5 Watt CW -Connector: SMA plug (male pin) -Length: 135.7 mm | A173.C074 |  |  | A213.D211 |  |  |  | 0.7 | [9 empty] | 0.7 |  | #DIVIDE BY ZERO |  | -0.7 | #DIVIDE BY ZERO | #UNPARSEABLE | #BLOCKED |  | -0.023333 | #DIVIDE BY ZERO | 0 | 0 | 0 | #DIVIDE BY ZERO | #DIVIDE BY ZERO
3-量產 |  | 8 |  |  | A173.C.PON | FM-S1 OTA Measurement System | A173.C11 | 2.5 | [17 empty] | #DIVIDE BY ZERO |  | 0 | #DIVIDE BY ZERO | #UNPARSEABLE | #BLOCKED |  | 0 | #DIVIDE BY ZERO | 0 | 0 | 0 | #DIVIDE BY ZERO | #DIVIDE BY ZERO
0-未開 |  | 0 | A |  | A173.C11 | FM-S11 Measurement Switching System (Passive 6 GHz) -Passive for 2 port VNA -Frequency: 0.5 - 18GHz -RF Cables: up to 18GHz -Rotary Joint included | A173.C110 |  |  |  |  | 1 | [13 empty] | #DIVIDE BY ZERO |  | 0 | #DIVIDE BY ZERO | #UNPARSEABLE | #BLOCKED |  | 0 | #DIVIDE BY ZERO | 0 | 0 | 0 | #DIVIDE BY ZERO | #DIVIDE BY ZERO
|  | 0 | A |  | A173.C11 | FM-S11-E Measurement Switching System with DRE (Passive 8 GHz) -Passive for 2 port VNA -Frequency: 0.5 - 18GHz -RF Cables: up to 18GHz -Rotary Joint included -DRE-Dynamic range extender for Passive -Passive golden sample: 0.65 - 8.5GHz | A173.C111 | 3 |  |  |  | 1 |  | 125.1 | [9 empty] | 125.1 |  | #DIVIDE BY ZERO |  | -125.1 | #DIVIDE BY ZERO | #UNPARSEABLE | #BLOCKED |  | -4.17 | #DIVIDE BY ZERO | 0 | 0 | 0 | #DIVIDE BY ZERO | #DIVIDE BY ZERO
0-未開 |  | 0 | A |  | A173.C11 | FM-S11 Measurement Switching System (Passive 6 GHz)/ (Cellular) -Passive for 2 port VNA -Active for Cellular TRP / TIS -Frequency: 0.5 - 18GHz -RF Cables: up to 18GHz -Rotary Joint included | A173.C112 |  |  |  |  | 1 | [13 empty] | #DIVIDE BY ZERO |  | 0 | #DIVIDE BY ZERO | #UNPARSEABLE | #BLOCKED |  | 0 | #DIVIDE BY ZERO | 0 | 0 | 0 | #DIVIDE BY ZERO | #DIVIDE BY ZERO
|  | 0 | A |  | A173.C11 | FM-S11-E Measurement Switching System (Passive 8 GHz)/ (Cellular) -Passive for 2 port VNA -Active for Cellular TRP / TIS -Frequency: 0.5 - 18GHz -RF Cables: up to 18GHz -Rotary Joint included -DRE-Dynamic range extender for Passive -Passive golden sample: 0.65 - 8.5GHz | A173.C113 | 3 |  |  |  | 1 |  | 274.34 | [9 empty] | 274.34 |  | #DIVIDE BY ZERO |  | -274.34 | #DIVIDE BY ZERO | #UNPARSEABLE | #BLOCKED |  | -9.1447 | #DIVIDE BY ZERO | 0 | 0 | 0 | #DIVIDE BY ZERO | #DIVIDE BY ZERO
0-未開 |  | 0 | A |  | A173.C11 | FM-S11 Measurement Switching System (Passive 6 GHz)/ (Cellular)/ (BT/Wi-Fi) -Passive for 2 port VNA -Active for Cellular TRP / TIS -Active for Bluetooth / Wi-Fi -Frequency: 0.5 - 18GHz -RF Cables: up to 18GHz -Rotary Joint included -DRE-Dynamic range extender for Bluetooth / Wi-Fi | A173.C114 |  |  |  |  | 1 | [13 empty] | #DIVIDE BY ZERO |  | 0 | #DIVIDE BY ZERO | #UNPARSEABLE | #BLOCKED |  | 0 | #DIVIDE BY ZERO | 0 | 0 | 0 | #DIVIDE BY ZERO | #DIVIDE BY ZERO
|  | 0 | A |  | A173.C11 | FM-S11-E Measurement Switching System (Passive 8 GHz)/ (Cellular)/ (BT/Wi-Fi) -Passive for 2 port VNA -Active for Cellular TRP / TIS -Active for Bluetooth / Wi-Fi -Frequency: 0.5 - 18GHz -RF Cables: up to 18GHz -Rotary Joint included -DRE-Dynamic range extender for Passive -DRE-Dynamic range extender (Frequency: 0.5 - 8GHz) for Bluetooth / Wi-Fi -Passive golden sample: 0.65 - 8.5GHz | A173.C115 | 3 |  |  |  | 1 |  | 392.64 | [9 empty] | 392.64 |  | #DIVIDE BY ZERO |  | -392.64 | #DIVIDE BY ZERO | #UNPARSEABLE | #BLOCKED |  | -13.088 | #DIVIDE BY ZERO | 0 | 0 | 0 | #DIVIDE BY ZERO | #DIVIDE BY ZERO
0-未開 |  | 0 | A |  | A173.C11 | FM-S11 Measurement Switching System (Passive 6 GHz)/ (Cellular)/ (BT/Wi-Fi)/ (5GNR FR1) -Passive for 2 port VNA -Active for Cellular TRP / TIS -Active for Bluetooth / Wi-Fi -Frequency: 0.5 - 18GHz -RF Cables: up to 18GHz -Rotary Joint included -DRE-Dynamic range extender for Bluetooth / Wi-Fi -DRE-Dynamic range extender for 5GNR FR1 | A173.C116 |  |  |  |  | 1 | [13 empty] | #DIVIDE BY ZERO |  | 0 | #DIVIDE BY ZERO | #UNPARSEABLE | #BLOCKED |  | 0 | #DIVIDE BY ZERO | 0 | 0 | 0 | #DIVIDE BY ZERO | #DIVIDE BY ZERO
|  | 0 | A |  | A173.C11 | FM-S11-E Measurement Switching System (Passive 8 GHz)/ (Cellular)/ (BT/Wi-Fi)/ (5GNR FR1) -Passive for 2 port VNA -Active for Cellular TRP / TIS -Active for Bluetooth / Wi-Fi -Frequency: 0.5 - 18GHz -RF Cables: up to 18GHz -Rotary Joint included -DRE-Dynamic range extender for Passive -DRE-Dynamic range extender (Frequency: 0.5 - 8GHz) for Bluetooth / Wi-Fi / 5GNR FR1 -Passive golden sample: 0.65 - 8.5GHz | A173.C117 | 3 |  |  |  | 1 |  | 400.24 | [9 empty] | 400.24 |  | #DIVIDE BY ZERO |  | -400.24 | #DIVIDE BY ZERO | #UNPARSEABLE | #BLOCKED |  | -13.3413 | #DIVIDE BY ZERO | 0 | 0 | 0 | #DIVIDE BY ZERO | #DIVIDE BY ZERO
0-未開 |  | 1 |  |  | A173.C.PON | FM-S2 RSE Measurement System (RSE) | A173.C14 | [18 empty] | #DIVIDE BY ZERO |  | 0 | #DIVIDE BY ZERO | #UNPARSEABLE | #BLOCKED |  | 0 | #DIVIDE BY ZERO | 0 | 0 | 0 | #DIVIDE BY ZERO | #DIVIDE BY ZERO
|  | 0 | A |  | A173.C11 | FM-S2 RSE Measurement System -LNA: 0.5 - 18 GHz, Gain 30dB, NF 2.5 dB(Typical) -Filter drive: support up to 6 filter path -RF cables: up to 18 GHz | A173.C141 |  |  | A214.S211 |  |  |  | 294.4 | [9 empty] | 294.4 |  | #DIVIDE BY ZERO |  | -294.4 | #DIVIDE BY ZERO | #UNPARSEABLE | #BLOCKED |  | -9.8133 | #DIVIDE BY ZERO | 0 | 0 | 0 | #DIVIDE BY ZERO | #DIVIDE BY ZERO
0-未開 |  | 1 |  |  | A173.C.PON | FM-F8 OTA RF Filter set (RSE) | A173.C15 | [18 empty] | #DIVIDE BY ZERO |  | 0 | #DIVIDE BY ZERO | #UNPARSEABLE | #BLOCKED |  | 0 | #DIVIDE BY ZERO | 0 | 0 | 0 | #DIVIDE BY ZERO | #DIVIDE BY ZERO
|  | 0 | A |  | A173.C11 | FM-F8 BT/ Wi-Fi Band Filter set -BRF: Rejection 2400-2500 MHz > 40 dB Insertion DC-2390 / 2510-6000 MHz < 2 dB -BRF: Rejection 4900-5900 MHz > 40 dB Insertion DC-4860 / 5940-15000 MHz < 3 dB -BRF: Rejection 5900-7150 MHz > 40 dB Insertion DC-5860 / 7190-15000 MHz < 3 dB HPF: Rejection DC-2700 MHz > 40 dB Insertion 3000-18000 MHz < 2.5 dB HPF: Rejection DC-9000 MHz > 40 dB Insertion 9600-18000 MHz < 3 dB | A173.C151 |  |  | A218.F811 |  | 1 |  | 124.5 | [9 empty] | 124.5 |  | #DIVIDE BY ZERO |  | -124.5 | #DIVIDE BY ZERO | #UNPARSEABLE | #BLOCKED |  | -4.15 | #DIVIDE BY ZERO | 0 | 0 | 0 | #DIVIDE BY ZERO | #DIVIDE BY ZERO
0-未開 |  | 2 |  |  | A173.C.PON | FM-A1 Programming Attenuation System (Throughput) | A173.C17 | [18 empty] | #DIVIDE BY ZERO |  | 0 | #DIVIDE BY ZERO | #UNPARSEABLE | #BLOCKED |  | 0 | #DIVIDE BY ZERO | 0 | 0 | 0 | #DIVIDE BY ZERO | #DIVIDE BY ZERO
|  | 0 | A |  | A173.C11 | FM-A11 Programming Attenuation System -Brand: Atenlab -Frequency: DC - 18.0 GHz -Channel: 4 -Attenuation range: 121 dB -Attenuation step: 1 dB -Insertion loss: 2.5 dB@6GHz -Connector: SMA | A173.C171 |  |  | A214.A111 |  |  |  | 226.1 | [9 empty] | 226.1 |  | #DIVIDE BY ZERO |  | -226.1 | #DIVIDE BY ZERO | #UNPARSEABLE | #BLOCKED |  | -7.5367 | #DIVIDE BY ZERO | 0 | 0 | 0 | #DIVIDE BY ZERO | #DIVIDE BY ZERO
|  | 0 | A |  | A173.C11 | Throughput Switching Box(8 channels)待設計 | A173.C172 |  |  | A214.A112 |  |  |  | 400 | [9 empty] | 400 |  | #DIVIDE BY ZERO |  | -400 | #DIVIDE BY ZERO | #UNPARSEABLE | #BLOCKED |  | -13.3333 | #DIVIDE BY ZERO | 0 | 0 | 0 | #DIVIDE BY ZERO | #DIVIDE BY ZERO
0-未開 |  | 2 |  |  | A173.C.PON | FM-S3 Wi-Fi Throughput Measurement System (Throughput) | A173.C18 | [18 empty] | #DIVIDE BY ZERO |  | 0 | #DIVIDE BY ZERO | #UNPARSEABLE | #BLOCKED |  | 0 | #DIVIDE BY ZERO | 0 | 0 | 0 | #DIVIDE BY ZERO | #DIVIDE BY ZERO
|  | 0 | A |  | A173.C11 | FM-S3 Wi-Fi Throughput Measurement System (for 4x4 AP) -4 channel RF path -RF Cables: up to 18 GHz | A173.C181 |  |  | A214.S311 |  |  |  | 131.35 | [9 empty] | 131.35 |  | #DIVIDE BY ZERO |  | -131.35 | #DIVIDE BY ZERO | #UNPARSEABLE | #BLOCKED |  | -4.3783 | #DIVIDE BY ZERO | 0 | 0 | 0 | #DIVIDE BY ZERO | #DIVIDE BY ZERO
|  | 0 | A |  | A173.C11 | FM-S3 Wi-Fi Throughput Measurement System (for 8x8 AP) -8 channel RF path -RF Cables: up to 18 GHz | A173.C183 |  |  | A214.S313 |  |  |  | 254.55 | [9 empty] | 254.55 |  | #DIVIDE BY ZERO |  | -254.55 | #DIVIDE BY ZERO | #UNPARSEABLE | #BLOCKED |  | -8.485 | #DIVIDE BY ZERO | 0 | 0 | 0 | #DIVIDE BY ZERO | #DIVIDE BY ZERO
0-未開 |  | 2 |  |  | A173.C.PON | Others RF System for M3 | A173.C21 | [18 empty] | #DIVIDE BY ZERO |  | 0 | #DIVIDE BY ZERO | #UNPARSEABLE | #BLOCKED |  | 0 | #DIVIDE BY ZERO | 0 | 0 | 0 | #DIVIDE BY ZERO | #DIVIDE BY ZERO
|  | 0 | A |  | A173.C11 | 5G NR FR1 Throughput optional (M-Class 2.0/ 1.5) -Dummy base station antenna: 700M - 8GHz 4x4 MIMO -Butler Matrix switching system: 4x4 700M - 6GHz -RF Cables: up to 18GHz | A173.C211 |  |  | A214.S321 |  |  |  | 320.4 | [9 empty] | 320.4 |  | #DIVIDE BY ZERO |  | -320.4 | #DIVIDE BY ZERO | #UNPARSEABLE | #BLOCKED |  | -10.68 | #DIVIDE BY ZERO | 0 | 0 | 0 | #DIVIDE BY ZERO | #DIVIDE BY ZERO
|  | 0 | A |  | A173.C11 | #UNPARSEABLE | A173.C212 |  |  | #UNPARSEABLE |  |  | #UNPARSEABLE | #UNPARSEABLE | #UNPARSEABLE | [8 empty] | #BLOCKED | #BLOCKED | #BLOCKED |  | #BLOCKED | #BLOCKED | #UNPARSEABLE | #BLOCKED |  | #BLOCKED | #BLOCKED | 0 | 0 | 0 | #DIVIDE BY ZERO | #DIVIDE BY ZERO
3-量產 |  | 4 | F |  | A173.PONN | M3 Positioner & Control System | A173.E.PON | 2 | [17 empty] | #DIVIDE BY ZERO |  | 0 | #DIVIDE BY ZERO | #UNPARSEABLE | #BLOCKED |  | 0 | #DIVIDE BY ZERO | 0 | 0 | 0 | #DIVIDE BY ZERO | #DIVIDE BY ZERO
3-量產 |  | 1 | A |  | A173.E.PON | AE-T1 OTA 2D Positioner | A173.E01 | 2.5 | [17 empty] | #DIVIDE BY ZERO |  | 0 | #DIVIDE BY ZERO | #UNPARSEABLE | #BLOCKED |  | 0 | #DIVIDE BY ZERO | 0 | 0 | 0 | #DIVIDE BY ZERO | #DIVIDE BY ZERO
|  | 0 | A1 |  | A173.E01 | AE-T12 2D Performance Turntable (M-Class Standard) -Diameter : 0.2m -Max. loading: 30 Kg -Max. speed: 3 RPM -Resolution: 0.1° -Accuracy: ±0.5° -Travel: 0° - 360° -Power consumption: 200W | A173-E010 | 3 | 21111安普新 |  |  | 1 |  | 61.3 | [9 empty] | 61.3 |  | #DIVIDE BY ZERO |  | -61.3 | #DIVIDE BY ZERO | #UNPARSEABLE | #BLOCKED |  | -2.0433 | #DIVIDE BY ZERO | 0 | 0 | 0 | #DIVIDE BY ZERO | #DIVIDE BY ZERO
3-量產 |  | 2 | R |  | #UNPARSEABLE | AE-C1 Desktop IPC Controller | A173.E21 | 2.5 | [17 empty] | #DIVIDE BY ZERO |  | 0 | #DIVIDE BY ZERO | #UNPARSEABLE | #BLOCKED |  | 0 | #DIVIDE BY ZERO | 0 | 0 | 0 | #DIVIDE BY ZERO | #DIVIDE BY ZERO
|  | 0 | A |  | #UNPARSEABLE | AE-C11 Desktop IPC Controller & OS -CPU: Intel Core i5 Processor -OS: Windows 10 Enterprise 64 bit -Microsoft Excel -24" Monitor -Mouse + keyboard -GPIB card -19" Standard 41U rack | A173.E210 | 3 |  |  |  | 1 |  | 79.09 | [9 empty] | 79.09 |  | #DIVIDE BY ZERO |  | -79.09 | #DIVIDE BY ZERO | #UNPARSEABLE | #BLOCKED |  | -2.6363 | #DIVIDE BY ZERO | 0 | 0 | 0 | #DIVIDE BY ZERO | #DIVIDE BY ZERO
0-未開 |  | 0 | A |  | #UNPARSEABLE | AE-C11 Desktop IPC Controller & OS -CPU: Intel ® Core ™ i9-10900X 3.7GHz -OS: Windows 10 Enterprise 64 bit -Microsoft Excel -24" Monitor -Mouse + keyboard -GPIB card -19" Standard 25U rack | A173.E211 |  |  | A217.C113 |  | 1 |  | 220.2 | [9 empty] | 220.2 |  | #DIVIDE BY ZERO |  | -220.2 | #DIVIDE BY ZERO | #UNPARSEABLE | #BLOCKED |  | -7.34 | #DIVIDE BY ZERO | 0 | 0 | 0 | #DIVIDE BY ZERO | #DIVIDE BY ZERO
0-未開 |  | 2 | R |  | #UNPARSEABLE | AE-T2 Antenna Tower (RSE) | A173.E31 | [18 empty] | #DIVIDE BY ZERO |  | 0 | #DIVIDE BY ZERO | #UNPARSEABLE | #BLOCKED |  | 0 | #DIVIDE BY ZERO | 0 | 0 | 0 | #DIVIDE BY ZERO | #DIVIDE BY ZERO
|  | 0 | A |  | #UNPARSEABLE | AE-T62 Manually Antenna Tower -Height adjustable range: 1 - 1.8m -Total mast height: 2.0m -Max. loading: 8 Kg -Capacity: Single directional antenna -Antenna polarization switching: Manually | A173.E311 |  |  | A217.T621 |  |  |  | 18 | [9 empty] | 18 |  | #DIVIDE BY ZERO |  | -18 | #DIVIDE BY ZERO | #UNPARSEABLE | #BLOCKED |  | -0.6 | #DIVIDE BY ZERO | 0 | 0 | 0 | #DIVIDE BY ZERO | #DIVIDE BY ZERO
|  | 0 | A |  | #UNPARSEABLE | AE-T21-200 Standard antenna tower -Height adjustable range: 1 - 2m -Position accuracy: 0.5 cm -Total mast height: 2.5m -Max. loading: 8 Kg -Antenna polarization switching: 0° / 90° By pneumatic. -Power consumption: 100W | A173.E312 |  |  | A217.T212 | [15 empty] | #DIVIDE BY ZERO |  | 0 | #DIVIDE BY ZERO | #UNPARSEABLE | #BLOCKED |  | 0 | #DIVIDE BY ZERO | 0 | 0 | 0 | #DIVIDE BY ZERO | #DIVIDE BY ZERO
0-未開 |  | 2 | R |  | #UNPARSEABLE | AE-T2 Antenna Tower (Throughput) | A173.E32 | [18 empty] | #DIVIDE BY ZERO |  | 0 | #DIVIDE BY ZERO | #UNPARSEABLE | #BLOCKED |  | 0 | #DIVIDE BY ZERO | 0 | 0 | 0 | #DIVIDE BY ZERO | #DIVIDE BY ZERO
|  | 0 | A |  | #UNPARSEABLE | AE-T62 Manually Antenna Tower -Height adjustable range: 1 - 1.8m -Total mast height: 2.0m -Max. loading: 8 Kg -Capacity: Single directional antenna -Antenna polarization switching: Manually | A173.E321 |  |  | A217.T621 |  |  |  | 18 | [9 empty] | 18 |  | #DIVIDE BY ZERO |  | -18 | #DIVIDE BY ZERO | #UNPARSEABLE | #BLOCKED |  | -0.6 | #DIVIDE BY ZERO | 0 | 0 | 0 | #DIVIDE BY ZERO | #DIVIDE BY ZERO
|  | 0 | A |  | #UNPARSEABLE | AE-T62 Manually Antenna Tower -Height adjustable range: 0.5 - 1m -Total mast height: 1.5m -Max. loading: 1 Kg -Capacity: 4 Omni antennas -Antenna polarization switching: Manually | A173.E322 |  |  | A217.T622 |  |  |  | 19.2 | [9 empty] | 19.2 |  | #DIVIDE BY ZERO |  | -19.2 | #DIVIDE BY ZERO | #UNPARSEABLE | #BLOCKED |  | -0.64 | #DIVIDE BY ZERO | 0 | 0 | 0 | #DIVIDE BY ZERO | #DIVIDE BY ZERO
3-量產 |  | 2 |  |  | A173.PONN | M3 Measurement Software | A173.S.PON | 2 | [17 empty] | #DIVIDE BY ZERO |  | 0 | #DIVIDE BY ZERO | #UNPARSEABLE | #BLOCKED |  | 0 | #DIVIDE BY ZERO | 0 | 0 | 0 | #DIVIDE BY ZERO | #DIVIDE BY ZERO
3-量產 |  | 6 | R |  | #UNPARSEABLE | Maxwell OTA Software | A173.S41 | 2.5 | [17 empty] | #DIVIDE BY ZERO |  | 0 | #DIVIDE BY ZERO | #UNPARSEABLE | #BLOCKED |  | 0 | #DIVIDE BY ZERO | 0 | 0 | 0 | #DIVIDE BY ZERO | #DIVIDE BY ZERO
|  | 0 |  |  | #UNPARSEABLE | Passive function -2D/3D Antenna measurement -Test result: Antenna efficiency, gain pattern, peak gain -Instrument: Consistent with the quotation -One license permits one model of network analyzer | A173.S410 | 3 | [17 empty] | #DIVIDE BY ZERO |  | 0 | #DIVIDE BY ZERO | #UNPARSEABLE | #BLOCKED |  | 0 | #DIVIDE BY ZERO | 0 | 0 | 0 | #DIVIDE BY ZERO | #DIVIDE BY ZERO
|  | 0 |  |  | #UNPARSEABLE | MW4 Maxwell OTA Passive Advanced Software -Axial ratio, ECC calculation -Instrument: Consistent with the quotation -One license permits one model of network analyzer | A173.S411 | 3 | [17 empty] | #DIVIDE BY ZERO |  | 0 | #DIVIDE BY ZERO | #UNPARSEABLE | #BLOCKED |  | 0 | #DIVIDE BY ZERO | 0 | 0 | 0 | #DIVIDE BY ZERO | #DIVIDE BY ZERO
|  | 0 |  |  | #UNPARSEABLE | MW4 Maxwell OTA 2G Cellular Software -TRP/ TIS measurement -GSM -Instrument: Consistent with the quotation -One license permits one model of communication tester | A173.S412 | 3 | [17 empty] | #DIVIDE BY ZERO |  | 0 | #DIVIDE BY ZERO | #UNPARSEABLE | #BLOCKED |  | 0 | #DIVIDE BY ZERO | 0 | 0 | 0 | #DIVIDE BY ZERO | #DIVIDE BY ZERO
|  | 0 |  |  | #UNPARSEABLE | MW4 Maxwell OTA 3G Cellular Software -TRP/ TIS measurement -WCDMA -Instrument: Consistent with the quotation -One license permits one model of communication tester | A173.S413 | 3 | [17 empty] | #DIVIDE BY ZERO |  | 0 | #DIVIDE BY ZERO | #UNPARSEABLE | #BLOCKED |  | 0 | #DIVIDE BY ZERO | 0 | 0 | 0 | #DIVIDE BY ZERO | #DIVIDE BY ZERO
2-開發 |  | 0 |  |  | #UNPARSEABLE | MW4 Maxwell OTA 4G Cellular Software -TRP/ TIS measurement -TDD-LTE/ FDD-LTE -Instrument: Consistent with the quotation -One license permits one model of communication tester | A173.S414 | 3 | [17 empty] | #DIVIDE BY ZERO |  | 0 | #DIVIDE BY ZERO | #UNPARSEABLE | #BLOCKED |  | 0 | #DIVIDE BY ZERO | 0 | 0 | 0 | #DIVIDE BY ZERO | #DIVIDE BY ZERO
3-量產 |  | 1 | R |  | #UNPARSEABLE | Maxwell OTA Software 5GNR | A173.S42 | [18 empty] | #DIVIDE BY ZERO |  | 0 | #DIVIDE BY ZERO | #UNPARSEABLE | #BLOCKED |  | 0 | #DIVIDE BY ZERO | 0 | 0 | 0 | #DIVIDE BY ZERO | #DIVIDE BY ZERO
|  | 0 |  |  | #UNPARSEABLE | MW5 Maxwell OTA 5GNR FR1 TP Software -Throughput measurement -5GNR FR1 -Instrument: Consistent with the quotation -One license permits one model of equipment | A173.S420 | 3 |  | A318.X122 | [15 empty] | #DIVIDE BY ZERO |  | 0 | #DIVIDE BY ZERO | #UNPARSEABLE | #BLOCKED |  | 0 | #DIVIDE BY ZERO | 0 | 0 | 0 | #DIVIDE BY ZERO | #DIVIDE BY ZERO
0-未開 |  | 2 | R |  | #UNPARSEABLE | MW Maxwell Software | A173.S6 | [18 empty] | #DIVIDE BY ZERO |  | 0 | #DIVIDE BY ZERO | #UNPARSEABLE | #BLOCKED |  | 0 | #DIVIDE BY ZERO | 0 | 0 | 0 | #DIVIDE BY ZERO | #DIVIDE BY ZERO
0-未開 |  | 0 | A1 |  | A173.E01 | MWT Maxwell Throughput Software -Measurement base on IxChariot -IxChariot application program and license are excluded | A173.S610 |  | Q21123-光寶 | A331.E111 |  |  | 300 | 50 | 240 | [8 empty] | 50 | 300 | 100% |  | -50 | #DIVIDE BY ZERO | #UNPARSEABLE | #BLOCKED |  | -1.6667 | #DIVIDE BY ZERO | 0 | 0 | 0 | #DIVIDE BY ZERO | #DIVIDE BY ZERO
0-未開 |  | 0 | A1 |  | A173.E01 | MWT Maxwell Throughput Software -Measurement base on iPerf -iPerf appliction and license are excluded | A173.S611 |  | Q21123-光寶 | A331.E211 |  |  | 300 | 50 | 240 | [8 empty] | 50 | 300 | 100% |  | -50 | #DIVIDE BY ZERO | #UNPARSEABLE | #BLOCKED |  | -1.6667 | #DIVIDE BY ZERO | 0 | 0 | 0 | #DIVIDE BY ZERO | #DIVIDE BY ZERO
3-量產 |  | 11 | F |  | A173.PONN | M3 System Acceptance | A173.V.PON | 2 | [17 empty] | #DIVIDE BY ZERO |  | 0 | #DIVIDE BY ZERO | #UNPARSEABLE | #BLOCKED |  | 0 | #DIVIDE BY ZERO | 0 | 0 | 0 | #DIVIDE BY ZERO | #DIVIDE BY ZERO
3-量產 |  | 1 | R |  | A173.V.PON | Hardware item check | A173.V01 | 2.5 | [17 empty] | #DIVIDE BY ZERO |  | 0 | #DIVIDE BY ZERO | #UNPARSEABLE | #BLOCKED |  | 0 | #DIVIDE BY ZERO | 0 | 0 | 0 | #DIVIDE BY ZERO | #DIVIDE BY ZERO
|  | 0 | A |  | A173.V01 | Hardware Item Check -Anechoic Chamber -RF Measurement -Positioner and control | A173.V010 | 3 | 安普新 |  |  | 1 |  | 2 | [9 empty] | 2 |  | #DIVIDE BY ZERO |  | -2 | #DIVIDE BY ZERO | #UNPARSEABLE | #BLOCKED |  | -0.066667 | #DIVIDE BY ZERO | 0 | 0 | 0 | #DIVIDE BY ZERO | #DIVIDE BY ZERO
3-量產 |  | 3 | R |  | A173.V.PON | Shielding Effective | A173.V11 | 2.5 | [17 empty] | #DIVIDE BY ZERO |  | 0 | #DIVIDE BY ZERO | #UNPARSEABLE | #BLOCKED |  | 0 | #DIVIDE BY ZERO | 0 | 0 | 0 | #DIVIDE BY ZERO | #DIVIDE BY ZERO
|  | 0 | A |  | A173.V11 | Shielding Effective Testing 0.7 - 18 GHz -Isolation requirement: 0.7 - 18 GHz >100 dB -Test Frequency: 0.7 / 2.4 / 5.5 / 8 / 12 / 18 GHz -Operate the testing by Atenlab -Refer EN50147-1 standard | A173.V110 | 3 | Q21111安普新 |  |  | 1 |  | 8 | [9 empty] | 8 |  | #DIVIDE BY ZERO |  | -8 | #DIVIDE BY ZERO | #UNPARSEABLE | #BLOCKED |  | -0.26667 | #DIVIDE BY ZERO | 0 | 0 | 0 | #DIVIDE BY ZERO | #DIVIDE BY ZERO
|  | 0 | A |  | A173.V11 | Shielding Effective Testing (3rd party) 0.03 - 18 GHz -Frequency: 0.03 - 18 GHz -Isolation requirement: >100 dB -Test Frequency: 0.03 / 0.7 / 2.4 / 5.5 / 12 / 18 GHz -To operate the testing by 3rd party -According EN50147-1 standard | A173.V111 | 3 | Q21111安普新 |  |  | 1 | [13 empty] | #DIVIDE BY ZERO |  | 0 | #DIVIDE BY ZERO | #UNPARSEABLE | #BLOCKED |  | 0 | #DIVIDE BY ZERO | 0 | 0 | 0 | #DIVIDE BY ZERO | #DIVIDE BY ZERO
|  | 0 | A |  | A173.V11 | Shielding Effective Testing (Oversea) 0.7 - 18 GHz -Isolation requirement: 0.7 - 18 GHz >100 dB -Test Frequency: 0.7 / 2.4 / 5.5 / 8 / 12 / 18 GHz -To operate the testing by 3rd party, the buyer will survey vendor and pay testing fee for shielding effective test. -Refer EN50147-1 standard | A173.V112 | 3 | Q21111安普新 |  |  | 1 |  | 108 | [9 empty] | 108 |  | #DIVIDE BY ZERO |  | -108 | #DIVIDE BY ZERO | #UNPARSEABLE | #BLOCKED |  | -3.6 | #DIVIDE BY ZERO | 0 | 0 | 0 | #DIVIDE BY ZERO | #DIVIDE BY ZERO
3-量產 |  | 4 | R |  | A173.V.PON | Path loss calibration | A173.V21 | 2.5 | by Measurement Antenna | [16 empty] | #DIVIDE BY ZERO |  | 0 | #DIVIDE BY ZERO | #UNPARSEABLE | #BLOCKED |  | 0 | #DIVIDE BY ZERO | 0 | 0 | 0 | #DIVIDE BY ZERO | #DIVIDE BY ZERO
|  | 0 | A |  | A116.V21 | Path Loss Calibration -Passive path: 0.68 - 8 GHz -Calibration antenna: Horn antenna -According CTIA standard for range loss calibration | A173.V210 | 3 |  |  |  | 1 | 10 | 4 | [9 empty] | 4 | 10 | 100% |  | -4 | #DIVIDE BY ZERO | #UNPARSEABLE | #BLOCKED |  | -0.13333 | #DIVIDE BY ZERO | 0 | 0 | 0 | #DIVIDE BY ZERO | #DIVIDE BY ZERO
|  | 0 | A |  | A116.V21 | Path Loss Calibration 2G/ 3G/ 4G Cellular/ Cellular Data Mode/ Cellular Advanced -Cellular path: 0.68 - 6 GHz -Calibration antenna: Horn antenna -According CTIA standard for range loss calibration | A173.V211 | 3 |  |  |  | 1 | 10 | 4 | [8 empty] | P21107 建漢 | 4 | 10 | 100% |  | -4 | #DIVIDE BY ZERO | #UNPARSEABLE | #BLOCKED |  | -0.13333 | #DIVIDE BY ZERO | 0 | 0 | 0 | #DIVIDE BY ZERO | #DIVIDE BY ZERO
|  | 0 | A |  | A116.V21 | Path Loss Calibration BT -BT OTA path: 2.4 - 2.5 GHz -Calibration antenna: Horn antenna -According CTIA standard for range loss calibration | A173.V212 | 3 |  |  |  | 1 | 10 | 4 | [8 empty] | P21107 建漢 | 4 | 10 | 100% |  | -4 | #DIVIDE BY ZERO | #UNPARSEABLE | #BLOCKED |  | -0.13333 | #DIVIDE BY ZERO | 0 | 0 | 0 | #DIVIDE BY ZERO | #DIVIDE BY ZERO
|  | 0 | A |  | A116.V21 | Path Loss Calibration Wi-Fi -Wi-Fi OTA path: 2.4 - 2.5 GHz / 5.0 - 7.125 GHz -Calibration antenna: Horn antenna -According CTIA standard for range loss calibration | A173.V213 | 3 |  |  |  | 1 | 10 | 4 | [8 empty] | P21107 建漢 | 4 | 10 | 100% |  | -4 | #DIVIDE BY ZERO | #UNPARSEABLE | #BLOCKED |  | -0.13333 | #DIVIDE BY ZERO | 0 | 0 | 0 | #DIVIDE BY ZERO | #DIVIDE BY ZERO
0-未開 |  | 1 | R |  | A173.V.PON | Path loss calibration (RSE) | A173.V22 | 2.5 | by Measurement Antenna | [16 empty] | #DIVIDE BY ZERO |  | 0 | #DIVIDE BY ZERO | #UNPARSEABLE | #BLOCKED |  | 0 | #DIVIDE BY ZERO | 0 | 0 | 0 | #DIVIDE BY ZERO | #DIVIDE BY ZERO
|  | 0 | A |  | A116.V21 | #UNPARSEABLE | A173.V220 |  |  | #UNPARSEABLE |  |  | #UNPARSEABLE | #UNPARSEABLE | #UNPARSEABLE | [8 empty] | #BLOCKED | #BLOCKED | #BLOCKED |  | #BLOCKED | #BLOCKED | #UNPARSEABLE | #BLOCKED |  | #BLOCKED | #BLOCKED | 0 | 0 | 0 | #DIVIDE BY ZERO | #DIVIDE BY ZERO
2-開發 |  | 1 | R |  | A173.V.PON | Path loss calibration (Throughput) | A173.V23 |  | by Measurement Antenna | [16 empty] | #DIVIDE BY ZERO |  | 0 | #DIVIDE BY ZERO | #UNPARSEABLE | #BLOCKED |  | 0 | #DIVIDE BY ZERO | 0 | 0 | 0 | #DIVIDE BY ZERO | #DIVIDE BY ZERO
|  | 0 | A |  | A116.V21 | Path Loss Calibration Wi-Fi Throughput -Wi-Fi Throughput path: 2.4 - 2.5 GHz / 5.0 - 7.125 GHz -Calibration antenna: Horn antenna -According CTIA standard for range loss calibration | A173.V230 | 3 | [17 empty] | #DIVIDE BY ZERO |  | 0 | #DIVIDE BY ZERO | #UNPARSEABLE | #BLOCKED |  | 0 | #DIVIDE BY ZERO | 0 | 0 | 0 | #DIVIDE BY ZERO | #DIVIDE BY ZERO
3-量產 |  | 1 | R |  | A173.V.PON | Path loss calibration 5GNR | A173.V24 | 2.5 | by Measurement Antenna | [16 empty] | #DIVIDE BY ZERO |  | 0 | #DIVIDE BY ZERO | #UNPARSEABLE | #BLOCKED |  | 0 | #DIVIDE BY ZERO | 0 | 0 | 0 | #DIVIDE BY ZERO | #DIVIDE BY ZERO
|  | 0 | A |  | A116.V21 | Path Loss Calibration 5GNR FR1 -5GNR FR1 path: 0.68 - 6 GHz -Calibration antenna: Horn antenna -According CTIA standard for range loss calibration | A173.V240 | 3 |  |  |  | 1 | 10 | 4 | [9 empty] | 4 | 10 | 100% |  | -4 | #DIVIDE BY ZERO | #UNPARSEABLE | #BLOCKED |  | -0.13333 | #DIVIDE BY ZERO | 0 | 0 | 0 | #DIVIDE BY ZERO | #DIVIDE BY ZERO
3-量產 |  | 4 | R |  | A116.V | Ripple Testing | A173.V31 | 2.5 | by Measurement Antenna | [16 empty] | #DIVIDE BY ZERO |  | 0 | #DIVIDE BY ZERO | #UNPARSEABLE | #BLOCKED |  | 0 | #DIVIDE BY ZERO | 0 | 0 | 0 | #DIVIDE BY ZERO | #DIVIDE BY ZERO
|  | 0 | A |  | A116.V31 | Quiet Zone Ripple Testing (M-Class-1.0) -Calibration Antenna: Sleeve dipole -Frequency: 0.836/ 1.88/ 2.45/ 5.5 GHz -Method: Phi 6 points -Quiet zone scale: 30 cm in diameter -Requirement : SD < 1.4 -According CTIA standard for Ripple testing | A173.V311 | 3 |  |  |  | 1 |  | 8 | [8 empty] | P21107 建漢 | 8 |  | #DIVIDE BY ZERO |  | -8 | #DIVIDE BY ZERO | #UNPARSEABLE | #BLOCKED |  | -0.26667 | #DIVIDE BY ZERO | 0 | 0 | 0 | #DIVIDE BY ZERO | #DIVIDE BY ZERO
|  | 0 | A |  | A116.V31 | Quiet Zone Ripple Testing (M-Class-1.5) -Calibration Antenna: Sleeve dipole -Frequency: 0.836/ 1.88/ 2.45/ 5.5 GHz -Method: Phi 6 points -Quiet zone scale: 30 cm in diameter -Requirement : SD < 1.2 -According CTIA standard for Ripple testing | A173.V310 | 3 |  |  |  | 1 |  | 8 | [8 empty] | P21107 建漢 | 8 |  | #DIVIDE BY ZERO |  | -8 | #DIVIDE BY ZERO | #UNPARSEABLE | #BLOCKED |  | -0.26667 | #DIVIDE BY ZERO | 0 | 0 | 0 | #DIVIDE BY ZERO | #DIVIDE BY ZERO
|  | 0 | A |  | A116.V31 | Quiet Zone Ripple Testing (M-Class-2.0)(A3) -Calibration Antenna: Sleeve dipole -Frequency: 0.836/ 1.88/ 2.45/ 5.5 GHz -Method: Phi 6 points -Quiet zone scale: 30 cm in diameter -Requirement : SD < 1.0 -According CTIA standard for Ripple testing | A173.V312 | 3 |  |  |  | 1 |  | 8 | [8 empty] | P21107 建漢 | 8 |  | #DIVIDE BY ZERO |  | -8 | #DIVIDE BY ZERO | #UNPARSEABLE | #BLOCKED |  | -0.26667 | #DIVIDE BY ZERO | 0 | 0 | 0 | #DIVIDE BY ZERO | #DIVIDE BY ZERO
|  | 0 | A |  | A116.V31 | Quiet Zone Ripple Testing (M-Class-0.8) -Calibration Antenna: Sleeve dipole -Frequency: 0.836/ 1.88/ 2.45/ 5.5 GHz -Method: Phi 6 points -Quiet zone scale: 30 cm in diameter -Requirement : SD < 1.5 -According CTIA standard for Ripple testing | A173.V313 | 3 |  |  |  | 1 |  | 8 | [8 empty] | P21107 建漢 | 8 |  | #DIVIDE BY ZERO |  | -8 | #DIVIDE BY ZERO | #UNPARSEABLE | #BLOCKED |  | -0.26667 | #DIVIDE BY ZERO | 0 | 0 | 0 | #DIVIDE BY ZERO | #DIVIDE BY ZERO
2-開發 |  | 4 | R |  | A116.V | Ripple Testing (Throughput) | A173.V32 |  | by Measurement Antenna | [16 empty] | #DIVIDE BY ZERO |  | 0 | #DIVIDE BY ZERO | #UNPARSEABLE | #BLOCKED |  | 0 | #DIVIDE BY ZERO | 0 | 0 | 0 | #DIVIDE BY ZERO | #DIVIDE BY ZERO
|  | 0 | A |  | A116.V31 | Quiet Zone Ripple Testing (TP) (A6 6/3/3)/ (A6 7/4/3)/ (A6 6/4/3)/ (A8)/ (M-Class 2.0) -Calibration Antenna: Sleeve dipole -Frequency: 2.45 / 5.5 GHz -Method: Phi 6 points, pair with one of the measurement antennas -Quiet zone scale: 30 cm in diameter -Requirement : SD < 1.2 -According CTIA standard for Ripple testing | A173.V321 |  |  | A431.V411 | [12 empty] | P21107 建漢 |  |  | #DIVIDE BY ZERO |  | 0 | #DIVIDE BY ZERO | #UNPARSEABLE | #BLOCKED |  | 0 | #DIVIDE BY ZERO | 0 | 0 | 0 | #DIVIDE BY ZERO | #DIVIDE BY ZERO
|  | 0 | A |  | A116.V31 | #UNPARSEABLE | A173.V322 |  |  | #UNPARSEABLE |  |  | #UNPARSEABLE | #UNPARSEABLE | #UNPARSEABLE | [7 empty] | P21107 建漢 | #BLOCKED | #BLOCKED | #BLOCKED |  | #BLOCKED | #BLOCKED | #UNPARSEABLE | #BLOCKED |  | #BLOCKED | #BLOCKED | 0 | 0 | 0 | #DIVIDE BY ZERO | #DIVIDE BY ZERO
|  | 0 | A |  | A116.V31 | #UNPARSEABLE | A173.V323 |  |  | #UNPARSEABLE |  |  | #UNPARSEABLE | #UNPARSEABLE | #UNPARSEABLE | [7 empty] | P21107 建漢 | #BLOCKED | #BLOCKED | #BLOCKED |  | #BLOCKED | #BLOCKED | #UNPARSEABLE | #BLOCKED |  | #BLOCKED | #BLOCKED | 0 | 0 | 0 | #DIVIDE BY ZERO | #DIVIDE BY ZERO
|  | 0 | A |  | A116.V31 | Quiet Zone Ripple Testing (TP) (A3)/ (A6 5/3/2.5)/ (M-Class 1.0/ 1.5) -Calibration Antenna: Sleeve dipole -Frequency: 2.45/ 5.5 GHz -Method: Phi 6 points, pair with one of the measurement antennas -Quiet zone scale: 30 cm in diameter -Requirement : SD < 1.5 -According CTIA standard for Ripple testing | A173.V324 |  |  | A431.V410 | [12 empty] | P21107 建漢 |  |  | #DIVIDE BY ZERO |  | 0 | #DIVIDE BY ZERO | #UNPARSEABLE | #BLOCKED |  | 0 | #DIVIDE BY ZERO | 0 | 0 | 0 | #DIVIDE BY ZERO | #DIVIDE BY ZERO
3-量產 |  | 4 | R |  | A116.V | Reliability testing | A173.V41 | 2.5 | [17 empty] | #DIVIDE BY ZERO |  | 0 | #DIVIDE BY ZERO | #UNPARSEABLE | #BLOCKED |  | 0 | #DIVIDE BY ZERO | 0 | 0 | 0 | #DIVIDE BY ZERO | #DIVIDE BY ZERO
|  | 0 |  |  |  | Reliability Testing Passive -Passive mode -The 3D antenna efficiency(%) result in standard deviation should be less than 10% -Use Atenlab golden sample, perform the 3D passive test in 10 times -During the test, the DUT should not removed (to avoid re-position error) -Performing 10 frequencies between the system operation frequency | A173.V410 | 3 |  |  |  | 1 |  | 12 | [9 empty] | 12 |  | #DIVIDE BY ZERO |  | -12 | #DIVIDE BY ZERO | #UNPARSEABLE | #BLOCKED |  | -0.4 | #DIVIDE BY ZERO | 0 | 0 | 0 | #DIVIDE BY ZERO | #DIVIDE BY ZERO
|  | 0 |  |  |  | Reliability Testing -GSM/ CDMA/ WCDMA/ TD-SCDMA/ TDD-LTE/ FDD-LTE/ 5GNR FR1 -Cellular TRP: The 3D TRP(dBm) result in standard deviation should be less than 0.5 dBm Use Atenlab golden sample, perform the 3D TRP test in 5 times (30° angle step) Performing total 6 channels maximum Performing 1 modulation only -Cellular TIS: The 3D TIS(dBm) result in standard deviation should be less than 1 dBm Use Atenlab golden sample, perform the 3D TRP test in 5 times (45° angle step) Performing total 2 channels maximum Performing 1 modulation only -During the test, the DUT should not removed (to avoid re-position error) | A173.V411 | 3 |  |  |  | 1 |  | 63 | [9 empty] | 63 |  | #DIVIDE BY ZERO |  | -63 | #DIVIDE BY ZERO | #UNPARSEABLE | #BLOCKED |  | -2.1 | #DIVIDE BY ZERO | 0 | 0 | 0 | #DIVIDE BY ZERO | #DIVIDE BY ZERO
|  | 0 |  |  |  | Reliability Testing Passive/Cellular/BT/ Wi-Fi -Passive mode: The 3D antenna efficiency(%) result in standard deviation should be less than 10% Use Atenlab golden sample, perform the 3D passive test in 10 times -Cellular TRP: The 3D TRP(dBm) result in standard deviation should be less than 0.5 dBm Use Atenlab golden sample, perform the 3D TRP test in 5 times (30° angle step) Performing total 6 channels maximum Performing 1 modulation only -Cellular TIS: The 3D TIS(dBm) result in standard deviation should be less than 1 dBm Use Atenlab golden sample, perform the 3D TRP test in 5 times (45° angle step) Performing total 2 channels maximum Performing 1 modulation only -During the test, the DUT should not removed (to avoid re-position error) -BT/ Wi-Fi OTA mode: -Perform the TRP test, the test result export successfully -Perform the TIS test, the test result export successfully | A173.V412 | 3 |  |  |  | 1 |  | 44 | [9 empty] | 44 |  | #DIVIDE BY ZERO |  | -44 | #DIVIDE BY ZERO | #UNPARSEABLE | #BLOCKED |  | -1.4667 | #DIVIDE BY ZERO | 0 | 0 | 0 | #DIVIDE BY ZERO | #DIVIDE BY ZERO
|  | 0 |  |  |  | Reliability Testing Passive/BT/ Wi-Fi -Passive mode: The 3D antenna efficiency(%) result in standard deviation should be less than 10% Use Atenlab golden sample, perform the 3D passive test in 10 times -During the test, the DUT should not removed (to avoid re-position error) -BT/ Wi-Fi OTA mode: -Perform the TRP test, the test result export successfully -Perform the TIS test, the test result export successfully | A173.V413 | 3 |  |  |  | 1 |  | 20 | [9 empty] | 20 |  | #DIVIDE BY ZERO |  | -20 | #DIVIDE BY ZERO | #UNPARSEABLE | #BLOCKED |  | -0.66667 | #DIVIDE BY ZERO | 0 | 0 | 0 | #DIVIDE BY ZERO | #DIVIDE BY ZERO
0-未開 |  | 1 | R |  | A116.V | Reliability testing (RSE) | A173.V42 | 2.5 | [17 empty] | #DIVIDE BY ZERO |  | 0 | #DIVIDE BY ZERO | #UNPARSEABLE | #BLOCKED |  | 0 | #DIVIDE BY ZERO | 0 | 0 | 0 | #DIVIDE BY ZERO | #DIVIDE BY ZERO
|  | 0 |  |  |  | #UNPARSEABLE | A173.V421 |  |  | #UNPARSEABLE |  |  | #UNPARSEABLE | #UNPARSEABLE | #UNPARSEABLE | [8 empty] | #BLOCKED | #BLOCKED | #BLOCKED |  | #BLOCKED | #BLOCKED | #UNPARSEABLE | #BLOCKED |  | #BLOCKED | #BLOCKED | 0 | 0 | 0 | #DIVIDE BY ZERO | #DIVIDE BY ZERO
2-開發 |  | 1 | R |  | A116.V | Reliability testing (Throughput) | A173.V43 | [18 empty] | #DIVIDE BY ZERO |  | 0 | #DIVIDE BY ZERO | #UNPARSEABLE | #BLOCKED |  | 0 | #DIVIDE BY ZERO | 0 | 0 | 0 | #DIVIDE BY ZERO | #DIVIDE BY ZERO
|  | 0 |  |  |  | Reliability Testing Wi-Fi Throughput -Use atenlab golden sample perform the throughput test in 10 times -Test mode is the continue mode -During the test, the system range loss should be -70 dB and -80dB -Performing 802.11n @ 2.4GHz, one channel, one bandwidth -Performing 802.11ac @ 5GHz, one channel, one bandwidth -Performing 802.11ax @ 6GHz, one channel, one bandwidth -The total throughput result in standard deviation should be less than 10% from the average | A173.V431 |  |  | A431.V510 | [15 empty] | #DIVIDE BY ZERO |  | 0 | #DIVIDE BY ZERO | #UNPARSEABLE | #BLOCKED |  | 0 | #DIVIDE BY ZERO | 0 | 0 | 0 | #DIVIDE BY ZERO | #DIVIDE BY ZERO
3-量產 |  | 2 | F |  | A173.PONN | M3 System Warranty | A173.W | 2 | [17 empty] | #DIVIDE BY ZERO |  | 0 | #DIVIDE BY ZERO | #UNPARSEABLE | #BLOCKED |  | 0 | #DIVIDE BY ZERO | 0 | 0 | 0 | #DIVIDE BY ZERO | #DIVIDE BY ZERO
3-量產 |  | 2 | R/M |  | A173.W | M3 System Warranty | A173.W01 | 2.5 | 依照系統售價 | [16 empty] | #DIVIDE BY ZERO |  | 0 | #DIVIDE BY ZERO | #UNPARSEABLE | #BLOCKED |  | 0 | #DIVIDE BY ZERO | 0 | 0 | 0 | #DIVIDE BY ZERO | #DIVIDE BY ZERO
|  | 0 | N |  | A173.W | M3 System 2 years warranty -Software upgrade -Hardware coverage in case of natural damage | A173.W010 | 3 | 免費 | [16 empty] | #DIVIDE BY ZERO |  | 0 | #DIVIDE BY ZERO | #UNPARSEABLE | #BLOCKED |  | 0 | #DIVIDE BY ZERO | 0 | 0 | 0 | #DIVIDE BY ZERO | #DIVIDE BY ZERO
|  | 0 | N |  | A173.W | M3 System 1 years warranty -Software upgrade -Hardware coverage in case of natural damage | A173.W011 | 3 | 免費 | [16 empty] | #DIVIDE BY ZERO |  | 0 | #DIVIDE BY ZERO | #UNPARSEABLE | #BLOCKED |  | 0 | #DIVIDE BY ZERO | 0 | 0 | 0 | #DIVIDE BY ZERO | #DIVIDE BY ZERO
3-量產 |  | 5 | R/M |  | A173.W | M3 System Warranty Extension | A173.W05 | 2.5 | 依照系統售價 | [16 empty] | #DIVIDE BY ZERO |  | 0 | #DIVIDE BY ZERO | #UNPARSEABLE | #BLOCKED |  | 0 | #DIVIDE BY ZERO | 0 | 0 | 0 | #DIVIDE BY ZERO | #DIVIDE BY ZERO
3-量產 |  | 0 | A |  | A173.W05 | M3 System 1 years warranty -Software upgrade -Hardware coverage in case of natural damage | A173.W051 | 3 | [17 empty] | #DIVIDE BY ZERO |  | 0 | #DIVIDE BY ZERO | #UNPARSEABLE | #BLOCKED |  | 0 | #DIVIDE BY ZERO | 0 | 0 | 0 | #DIVIDE BY ZERO | #DIVIDE BY ZERO
3-量產 |  | 0 | A |  | A173.W05 | M3 System 2 years warranty -Software upgrade -Hardware coverage in case of natural damage | A173.W052 | 3 | [17 empty] | #DIVIDE BY ZERO |  | 0 | #DIVIDE BY ZERO | #UNPARSEABLE | #BLOCKED |  | 0 | #DIVIDE BY ZERO | 0 | 0 | 0 | #DIVIDE BY ZERO | #DIVIDE BY ZERO
3-量產 |  | 0 | A |  | A173.W05 | M3 System 3 years warranty -Software upgrade -Hardware coverage in case of natural damage | A173.W053 | 3 | [17 empty] | #DIVIDE BY ZERO |  | 0 | #DIVIDE BY ZERO | #UNPARSEABLE | #BLOCKED |  | 0 | #DIVIDE BY ZERO | 0 | 0 | 0 | #DIVIDE BY ZERO | #DIVIDE BY ZERO
3-量產 |  | 0 | A |  | A173.W05 | M3 System 4 years warranty -Software upgrade -Hardware coverage in case of natural damage | A173.W054 | 3 | [17 empty] | #DIVIDE BY ZERO |  | 0 | #DIVIDE BY ZERO | #UNPARSEABLE | #BLOCKED |  | 0 | #DIVIDE BY ZERO | 0 | 0 | 0 | #DIVIDE BY ZERO | #DIVIDE BY ZERO
3-量產 |  | 0 | A |  | A116.W05 | M3 System 5 years warranty -Software upgrade -Hardware coverage in case of natural damage | A173.W055 | 3 |  |  |  | 1 | 0 | 0 | 0 | [8 empty] | 0 | 0 | #DIVIDE BY ZERO |  | 0 | #DIVIDE BY ZERO | #UNPARSEABLE | #BLOCKED |  | 0 | #DIVIDE BY ZERO | 0 | 0 | 0 | #DIVIDE BY ZERO | #DIVIDE BY ZERO
1-評估 |  | 6 |  |  | #UNPARSEABLE | M4 Multi-probe OTA Measurement System | A174.PON | 1 | 環形Ring |  |  |  | 8000 | 2500 | 6000 | 68.75% | 58.33% | 0 | 0 | #DIVIDE BY ZERO | 0% | 0% |  | 2500 | 8000 | -52400% | 4200000 | 4197500 | 99.94% | #UNPARSEABLE | #BLOCKED | 140000 | 139916.6667 | 99.94% | 0 | 0 | 0 | #DIVIDE BY ZERO | #DIVIDE BY ZERO
3-量產 |  | 5 | F |  | A174.PON | M4 OTA Anechoic Chamber | A174.A | 2 | [17 empty] | #DIVIDE BY ZERO |  | 0 | #DIVIDE BY ZERO | #UNPARSEABLE | #BLOCKED |  | 0 | #DIVIDE BY ZERO | 0 | 0 | 0 | #DIVIDE BY ZERO | #DIVIDE BY ZERO
3-量產 |  | 3 | R |  | A174.A | SE-R4 Cubic OTA Shielding Room | A174.A01 | 2.5 | [17 empty] | #DIVIDE BY ZERO |  | 0 | #DIVIDE BY ZERO | #UNPARSEABLE | #BLOCKED |  | 0 | #DIVIDE BY ZERO | 0 | 0 | 0 | #DIVIDE BY ZERO | #DIVIDE BY ZERO
|  | 0 | A1 |  | A173.A01 | SE-R24 Cubic Shielding Room (M-Class-1.5m-444) -Outside Dimension: L4.2 x W4.2 x H4.2m +/-5cm (include beam-column) -Inside Dimension: L3.9 x W3.9 x H3.9m +/-5cm -Shielding effective: 30M - 18GHz > 100dB -Modular steel pan type by 2mm galvanized steel sheet -Steel pillar for self support structure -Painted on visual panel | A174.A010 | 3 |  |  |  | 1 |  | 701.4 | [9 empty] | 701.4 |  | #DIVIDE BY ZERO |  | -701.4 | #DIVIDE BY ZERO | #UNPARSEABLE | #BLOCKED |  | -23.38 | #DIVIDE BY ZERO | 0 | 0 | 0 | #DIVIDE BY ZERO | #DIVIDE BY ZERO
|  | 0 | A |  | A174.A01 | SE-R23 Cubic Shielding Room (M-Class-1.0m-333) -Outside Dimension: L3.0x W3.0 x H3.2m +/-5cm (include H-beam) -Inside Dimension: L2.9 x W2.9 x H2.9m +/-5cm -Shielding effective: 30M - 18GHz > 100dB -Modular steel pan type by 2mm galvanized steel sheet -Steel pillar for self support structure -Painted on visual panel | A174.A011 | 3 |  |  |  | 1 |  | 601.4 | [9 empty] | 601.4 |  | #DIVIDE BY ZERO |  | -601.4 | #DIVIDE BY ZERO | #UNPARSEABLE | #BLOCKED |  | -20.0467 | #DIVIDE BY ZERO | 0 | 0 | 0 | #DIVIDE BY ZERO | #DIVIDE BY ZERO
|  | 0 | A |  | A174.A01 | SE-R25 Cubic Shielding Room (M-Class-2.0m-555) -Outside Dimension: L5.2 x W5.2 x H5.2m +/-5cm (include beam-column) -Inside Dimension: L4.9 x W4.9 x H4.9m +/-5cm -Shielding effective: 30M - 18GHz > 100dB -Modular steel pan type by 2mm galvanized steel sheet -Steel pillar for self support structure -Painted on visual panel | A174.A012 | 3 | 21110驊陞 |  |  | 1 |  | 1051.4 | [9 empty] | 1051.4 |  | #DIVIDE BY ZERO |  | -1051.4 | #DIVIDE BY ZERO | #UNPARSEABLE | #BLOCKED |  | -35.0467 | #DIVIDE BY ZERO | 0 | 0 | 0 | #DIVIDE BY ZERO | #DIVIDE BY ZERO
3-量產 |  | 1 | R |  | A174.A | SE-D2 Shielding Swing Door | A174.A05 | 2.5 | [17 empty] | #DIVIDE BY ZERO |  | 0 | #DIVIDE BY ZERO | #UNPARSEABLE | #BLOCKED |  | 0 | #DIVIDE BY ZERO | 0 | 0 | 0 | #DIVIDE BY ZERO | #DIVIDE BY ZERO
|  | 0 |  |  | A174.A05 | SE-D22 Flat Shielding Swing Door -Dimension W1.0 x H2.0m -Blade contact auto-latching -Manual operation for emergency | A174.A050 | 3 | Q21110驊陞 |  |  | 1 |  | 6.2 | [9 empty] | 6.2 |  | #DIVIDE BY ZERO |  | -6.2 | #DIVIDE BY ZERO | #UNPARSEABLE | #BLOCKED |  | -0.20667 | #DIVIDE BY ZERO | 0 | 0 | 0 | #DIVIDE BY ZERO | #DIVIDE BY ZERO
3-量產 |  | 0 | R |  | A174.A | SE-A1 Access panel | A174.A07 | 2.5 | [17 empty] | #DIVIDE BY ZERO |  | 0 | #DIVIDE BY ZERO | #UNPARSEABLE | #BLOCKED |  | 0 | #DIVIDE BY ZERO | 0 | 0 | 0 | #DIVIDE BY ZERO | #DIVIDE BY ZERO
[6 empty] | SE-A23 Access panel (OTA Standard) -Dimension: H30 x W30 cm -SMA Jack to Jack x 10 -2" Waveguide tube for extension cable through, 1 set | A174.A070 | 3 | 建漢科技 |  |  | 1 |  | 20
[6 empty] | SE-A23 Access panel (OTA Standard +Tput 8x8) -Dimension: H30 x W30 cm -SMA Jack to Jack x 20 -2" Waveguide tube for extension cable through, 1 set | A174.A071 | 3 | 建漢科技 |  |  | 1 |  | 20
3-量產 |  | 1 | R |  | A174.A | SE-H Shielding Honeycomb Air Vent | A174.A09 | 2.5 | [17 empty] | #DIVIDE BY ZERO |  | 0 | #DIVIDE BY ZERO | #UNPARSEABLE | #BLOCKED |  | 0 | #DIVIDE BY ZERO | 0 | 0 | 0 | #DIVIDE BY ZERO | #DIVIDE BY ZERO
|  | 0 |  |  | A173.A09 | SE-H23 Shielding Honeycomb Air Vent -Dimension: 0.3 x 0.3m (L/W) -Shielding effective: 30M - 18GHz > 100dB | A174.A090 | 3 | 建漢科技 |  |  | 4 | [13 empty] | #DIVIDE BY ZERO |  | 0 | #DIVIDE BY ZERO | #UNPARSEABLE | #BLOCKED |  | 0 | #DIVIDE BY ZERO | 0 | 0 | 0 | #DIVIDE BY ZERO | #DIVIDE BY ZERO
3-量產 |  |  | R |  | A174.A | AB-RP EPP Absorber Set | A174.A11 | 2.5
|  | 0 | A1 |  | A173.A11 | AB-X1 EPP Absorber Set (M-Class-1.5m) -Material: Expandable Polypropylene -Frequency: 0.4 - 18GHz -AB-X12: 30cm height pyramid absorber -AB-X14: 3cm height flatten absorber -RoHS & REACH Compliant | A174.A110 | 3 |  |  |  | 1 |  | 362 | [9 empty] | 362 |  | #DIVIDE BY ZERO |  | -362 | #DIVIDE BY ZERO | #UNPARSEABLE | #BLOCKED |  | -12.0667 | #DIVIDE BY ZERO | 0 | 0 | 0 | #DIVIDE BY ZERO | #DIVIDE BY ZERO
|  | 0 | A |  | A173.A11 | AB-X1 EPP Absorber Set (M-Class-1.0m) -Material: Expandable Polypropylene -Frequency: 0.4 - 18GHz -AB-X12: 30cm height pyramid absorber -AB-X14: 3cm height flatten absorber -RoHS & REACH Compliant | A174.A111 | 3 | Q211111安普新 |  |  | 1 |  | 217.74 | [9 empty] | 217.74 |  | #DIVIDE BY ZERO |  | -217.74 | #DIVIDE BY ZERO | #UNPARSEABLE | #BLOCKED |  | -7.258 | #DIVIDE BY ZERO | 0 | 0 | 0 | #DIVIDE BY ZERO | #DIVIDE BY ZERO
|  | 0 | A |  | A173.A11 | AB-X1 EPP Absorber Set (M-Class-2.0m) -Material: Expandable Polypropylene -Frequency: 0.4 - 18GHz -AB-X12: 30cm height pyramid absorber -AB-X14: 3cm height flatten absorber -RoHS & REACH Compliant | A174.A112 | 3 | Q211111安普新 |  |  | 1 |  | 591.76 | [9 empty] | 591.76 |  | #DIVIDE BY ZERO |  | -591.76 | #DIVIDE BY ZERO | #UNPARSEABLE | #BLOCKED |  | -19.7253 | #DIVIDE BY ZERO | 0 | 0 | 0 | #DIVIDE BY ZERO | #DIVIDE BY ZERO
|  | 0 | A |  | A173.A11 | AB-X1 EPP Absorber Set ((M-Class-0.8m) -Material: Expandable Polypropylene -Frequency: 0.4 - 18GHz -AB-X12: 30cm height pyramid absorber -AB-X14: 3cm height flatten absorber -RoHS & REACH Compliant | A174.A113 | 3 | Q211111安普新 |  |  | 1 |  | 0 | [9 empty] | 0 |  | #DIVIDE BY ZERO |  | 0 | #DIVIDE BY ZERO | #UNPARSEABLE | #BLOCKED |  | 0 | #DIVIDE BY ZERO | 0 | 0 | 0 | #DIVIDE BY ZERO | #DIVIDE BY ZERO
3-量產 |  | 0 | M/R |  | A118.A | SE-F Filter set | A174.A15 | 2.5 | [17 empty] | #DIVIDE BY ZERO |  | 0 | #DIVIDE BY ZERO | #UNPARSEABLE | #BLOCKED |  | 0 | #DIVIDE BY ZERO | 0 | 0 | 0 | #DIVIDE BY ZERO | #DIVIDE BY ZERO
[5 empty] | #UNPARSEABLE | SE-F Power & Signal filter Set -SE-F12 1P2W 100 -280 VAC/16 A (for EUT) -SE-F12 1P2W 100 -280 VAC/16 A (for Equipment) -SE-F22-02 RJ45 1Gbps x 2 (1 for Equipment) -SE-F23-02 USB3.0 x 1 -SE-F25-01 RS-232/485 x 2 (for Equipment) | A174.A150 | 3 |  |  |  | 1
3-量產 |  |  | R |  | A173.A.PON | SE-X Laser Alignment System | A174.A17 | 2.5
|  | 0 | A |  | A173.A17 | SE-X31 Laser Alignment System -Independent 3 red laser line -Mounting type: Wall bracket -Horizontal alignment: 1 line -Vertical alignment: 2 line | A174.A170 | 3 | Q211111安普新 |  |  | 1 |  | 4.044 | 20 | [8 empty] | 4.044 |  | #DIVIDE BY ZERO |  | -4.044 | #DIVIDE BY ZERO | #UNPARSEABLE | #BLOCKED |  | -0.1348 | #DIVIDE BY ZERO | 0 | 0 | 0 | #DIVIDE BY ZERO | #DIVIDE BY ZERO
3-量產 |  |  | R |  | A116.A | SE-L Lighting | A174.A21 | 2.5
[5 empty] | A162.A23 | SE-L31 LED Lighting -Power consumption: 50W | A174.A210 | 3 | 希望一般燈泡30W比較好買，客戶要自行更換也容易 |  |  | 4 |  | 8
3-量產 |  |  | R |  | A174.A | SE-V1 CCTV System | A174,A29 | 2.5
[6 empty] | SE-V12 CCTV System -2560 x 1440 @ 30 fps -2.8 - 12 mm motor zoom lens | A174.A290 | 3 |  |  |  | 1 | 30 | 6.52 | [8 empty] | 21111安普新 21110驊陞
3-量產 |  | 4 | F |  | A174.PON | M4 RF System | A174.C | 2 | [17 empty] | #DIVIDE BY ZERO |  | 0 | #DIVIDE BY ZERO | #UNPARSEABLE | #BLOCKED |  | 0 | #DIVIDE BY ZERO | 0 | 0 | 0 | #DIVIDE BY ZERO | #DIVIDE BY ZERO
3-量產 |  | 4 | R |  | A174.C | Measurement Vertical Array Antenna System(MVAA) | A174.C01 | 2.5 | [17 empty] | #DIVIDE BY ZERO |  | 0 | #DIVIDE BY ZERO | #UNPARSEABLE | #BLOCKED |  | 0 | #DIVIDE BY ZERO | 0 | 0 | 0 | #DIVIDE BY ZERO | #DIVIDE BY ZERO
|  | 0 | A |  | A173.C01 | AT-A111-23 Vertical Array Antenna(23VAA-1.5) -Antenna pitch: 15 degree -Antenna layout: 345 degree arch -measurement distance: 1.5m -23 Dual-polarized antennas -Frequency: 0.65 - 8.0GHz -Antenna gain: 6dBi (Typical) -Polarization: Dual linear polarization -Polarization isolation: > 25dB -Switching box for antenna switch | A174.C010 | 3 | [5 empty] | 1305.3 | [9 empty] | 1305.3 |  | #DIVIDE BY ZERO |  | -1305.3 | #DIVIDE BY ZERO | #UNPARSEABLE | #BLOCKED |  | -43.51 | #DIVIDE BY ZERO | 0 | 0 | 0 | #DIVIDE BY ZERO | #DIVIDE BY ZERO
|  | 0 | A |  | A173.C01 | AT-A112-23 Vertical Array Antenna(23VAA-1.0) -Antenna pitch: 15 degree -Antenna layout: 345 degree arch -measurement distance: 1.0m -23 Dual-polarized antennas -Frequency: 0.65 - 8.0GHz -Antenna gain: 6dBi (Typical) -Polarization: Dual linear polarization -Polarization isolation: > 25dB -Switching box for antenna switch | A174.C011 | 3 | P21137-Dyson |  |  |  |  | 1191.8 | [9 empty] | 1191.8 |  | #DIVIDE BY ZERO |  | -1191.8 | #DIVIDE BY ZERO | #UNPARSEABLE | #BLOCKED |  | -39.7267 | #DIVIDE BY ZERO | 0 | 0 | 0 | #DIVIDE BY ZERO | #DIVIDE BY ZERO
|  | 0 | A |  | A173.C01 | AT-A113-23 Vertical Array Antenna(23VAA-2.0) -Antenna pitch: 15 degree -Antenna layout: 345 degree arch -measurement distance: 2.0m -23 Dual-polarized antennas -Frequency: 0.65 - 8.0GHz -Antenna gain: 6dBi (Typical) -Polarization: Dual linear polarization -Polarization isolation: > 25dB -Switching box for antenna switch | A174.C012 | 3 | P21137-Dyson |  |  |  |  | 1409.3 | [9 empty] | 1409.3 |  | #DIVIDE BY ZERO |  | -1409.3 | #DIVIDE BY ZERO | #UNPARSEABLE | #BLOCKED |  | -46.9767 | #DIVIDE BY ZERO | 0 | 0 | 0 | #DIVIDE BY ZERO | #DIVIDE BY ZERO
0-未開 |  | 0 | A |  | A173.C01 | AT-A114-23 Vertical Array Antenna(23VAA-0.8) -Antenna pitch: 15 degree -Antenna layout: 345 degree arch -measurement distance: 0.8m -23 Dual-polarized antennas -Frequency: 0.65 - 8.0GHz -Antenna gain: 6dBi (Typical) -Polarization: Dual linear polarization -Polarization isolation: > 25dB -Switching box for antenna switch | A174.C013 |  | P21137-Dyson |  |  |  |  | 919.8 | [9 empty] | 919.8 |  | #DIVIDE BY ZERO |  | -919.8 | #DIVIDE BY ZERO | #UNPARSEABLE | #BLOCKED |  | -30.66 | #DIVIDE BY ZERO | 0 | 0 | 0 | #DIVIDE BY ZERO | #DIVIDE BY ZERO
3-量產 |  | 3 |  |  | A173.C.PON | Measurement Horizontal Array Antenna System(MHAA) | A174.C03 | 2.5 | [17 empty] | #DIVIDE BY ZERO |  | 0 | #DIVIDE BY ZERO | #UNPARSEABLE | #BLOCKED |  | 0 | #DIVIDE BY ZERO | 0 | 0 | 0 | #DIVIDE BY ZERO | #DIVIDE BY ZERO
|  | 0 | A |  | A173.C01 | 未來增加半環1.0的選項,滿足需要水平環的客戶 | A174.C032 | 3 | [17 empty] | #DIVIDE BY ZERO |  | 0 | #DIVIDE BY ZERO | #UNPARSEABLE | #BLOCKED |  | 0 | #DIVIDE BY ZERO | 0 | 0 | 0 | #DIVIDE BY ZERO | #DIVIDE BY ZERO
|  | 0 | A |  | A173.C01 | AT-A21-02 Horizontal Array Antenna System(8HAA-1.5) -Antenna pitch: 45 degree -measurement distance: 1.5m -8 Dual-polarized antennas -Frequency: 0.65 - 8.0GHz -Antenna gain: 6dBi (Typical) -Polarization: Dual linear polarization -Polarization isolation: > 25dB | A174.C030 | 3 | [5 empty] | 250 | [9 empty] | 250 |  | #DIVIDE BY ZERO |  | -250 | #DIVIDE BY ZERO | #UNPARSEABLE | #BLOCKED |  | -8.3333 | #DIVIDE BY ZERO | 0 | 0 | 0 | #DIVIDE BY ZERO | #DIVIDE BY ZERO
|  | 0 | A |  | A173.C01 | AT-A21-02 Horizontal Array Antenna System(8HAA-2.0) -Antenna pitch: 45 degree -measurement distance: 2.0m -8 Dual-polarized antennas -Frequency: 0.65 - 8.0GHz -Antenna gain: 6dBi (Typical) -Polarization: Dual linear polarization -Polarization isolation: > 25dB | A174.C031 | 3 | [5 empty] | 331 | [9 empty] | 331 |  | #DIVIDE BY ZERO |  | -331 | #DIVIDE BY ZERO | #UNPARSEABLE | #BLOCKED |  | -11.0333 | #DIVIDE BY ZERO | 0 | 0 | 0 | #DIVIDE BY ZERO | #DIVIDE BY ZERO
3-量產 |  | 8 |  |  | A173.C.PON | FM Measurement System Switching Box | A174.C11 | 2.5 | [17 empty] | #DIVIDE BY ZERO |  | 0 | #DIVIDE BY ZERO | #UNPARSEABLE | #BLOCKED |  | 0 | #DIVIDE BY ZERO | 0 | 0 | 0 | #DIVIDE BY ZERO | #DIVIDE BY ZERO
0-未開 |  | 0 |  |  | A173.C11 | FM-S11 Measurement Switching System (Passive 6 GHz) -Passive for 2 port VNA -Frequency: 0.5 - 18GHz -RF Cables: up to 18GHz -Rotary Joint included | A174.C117 | [18 empty] | #DIVIDE BY ZERO |  | 0 | #DIVIDE BY ZERO | #UNPARSEABLE | #BLOCKED |  | 0 | #DIVIDE BY ZERO | 0 | 0 | 0 | #DIVIDE BY ZERO | #DIVIDE BY ZERO
|  | 0 |  |  | A173.C11 | FM-S11-E Measurement Switching System with DRE (Passive 8 GHz) -Passive for 2 port VNA -Frequency: 0.5 - 18GHz -RF Cables: up to 18GHz -Rotary Joint included -DRE-Dynamic range extender for Passive -Passive golden sample: 0.65 - 8.5GHz | A174.C110 | 3 | [5 empty] | 125.1 | [9 empty] | 125.1 |  | #DIVIDE BY ZERO |  | -125.1 | #DIVIDE BY ZERO | #UNPARSEABLE | #BLOCKED |  | -4.17 | #DIVIDE BY ZERO | 0 | 0 | 0 | #DIVIDE BY ZERO | #DIVIDE BY ZERO
0-未開 |  | 0 |  |  | A173.C11 | FM-S11 Measurement Switching System (Passive 6 GHz)/ (Cellular) -Passive for 2 port VNA -Active for Cellular TRP / TIS -Frequency: 0.5 - 18GHz -RF Cables: up to 18GHz -Rotary Joint included | A174.C115 | [18 empty] | #DIVIDE BY ZERO |  | 0 | #DIVIDE BY ZERO | #UNPARSEABLE | #BLOCKED |  | 0 | #DIVIDE BY ZERO | 0 | 0 | 0 | #DIVIDE BY ZERO | #DIVIDE BY ZERO
|  | 0 |  |  | A173.C11 | FM-S11-E Measurement Switching System (Passive 8 GHz)/ (Cellular) -Passive for 2 port VNA -Active for Cellular TRP / TIS -Frequency: 0.5 - 18GHz -RF Cables: up to 18GHz -Rotary Joint included -DRE-Dynamic range extender for Passive -Passive golden sample: 0.65 - 8.5GHz | A174.C111 | 3 | [5 empty] | 274.34 | [9 empty] | 274.34 |  | #DIVIDE BY ZERO |  | -274.34 | #DIVIDE BY ZERO | #UNPARSEABLE | #BLOCKED |  | -9.1447 | #DIVIDE BY ZERO | 0 | 0 | 0 | #DIVIDE BY ZERO | #DIVIDE BY ZERO
0-未開 |  | 0 | A |  | A173.C11 | FM-S11 Measurement Switching System (Passive 6 GHz)/ (Cellular)/ (BT/Wi-Fi) -Passive for 2 port VNA -Active for Cellular TRP / TIS -Active for Bluetooth / Wi-Fi -Frequency: 0.5 - 18GHz -RF Cables: up to 18GHz -Rotary Joint included -DRE-Dynamic range extender for Bluetooth / Wi-Fi | A174.C114 | [18 empty] | #DIVIDE BY ZERO |  | 0 | #DIVIDE BY ZERO | #UNPARSEABLE | #BLOCKED |  | 0 | #DIVIDE BY ZERO | 0 | 0 | 0 | #DIVIDE BY ZERO | #DIVIDE BY ZERO
|  | 0 |  |  | A173.C11 | FM-S11-E Measurement Switching System (Passive 8 GHz)/ (Cellular)/ (BT/Wi-Fi) -Passive for 2 port VNA -Active for Cellular TRP / TIS -Active for Bluetooth / Wi-Fi -Frequency: 0.5 - 18GHz -RF Cables: up to 18GHz -Rotary Joint included -DRE-Dynamic range extender for Passive -DRE-Dynamic range extender (Frequency: 0.5 - 8GHz) for Bluetooth / Wi-Fi -Passive golden sample: 0.65 - 8.5GHz | A174.C112 | 3 | [5 empty] | 392.64 | [9 empty] | 392.64 |  | #DIVIDE BY ZERO |  | -392.64 | #DIVIDE BY ZERO | #UNPARSEABLE | #BLOCKED |  | -13.088 | #DIVIDE BY ZERO | 0 | 0 | 0 | #DIVIDE BY ZERO | #DIVIDE BY ZERO
0-未開 |  | 0 | A |  | A173.C11 | FM-S11 Measurement Switching System (Passive 6 GHz)/ (Cellular)/ (BT/Wi-Fi)/ (5GNR FR1) -Passive for 2 port VNA -Active for Cellular TRP / TIS -Active for Bluetooth / Wi-Fi -Frequency: 0.5 - 18GHz -RF Cables: up to 18GHz -Rotary Joint included -DRE-Dynamic range extender for Bluetooth / Wi-Fi -DRE-Dynamic range extender for 5GNR FR1 | A174.C116 |  | P21137-Dyson | [16 empty] | #DIVIDE BY ZERO |  | 0 | #DIVIDE BY ZERO | #UNPARSEABLE | #BLOCKED |  | 0 | #DIVIDE BY ZERO | 0 | 0 | 0 | #DIVIDE BY ZERO | #DIVIDE BY ZERO
|  | 0 | A |  | A173.C11 | FM-S11-E Measurement Switching System (Passive 8 GHz)/ (Cellular)/ (BT/Wi-Fi)/ (5GNR FR1) -Passive for 2 port VNA -Active for Cellular TRP / TIS -Active for Bluetooth / Wi-Fi -Frequency: 0.5 - 18GHz -RF Cables: up to 18GHz -Rotary Joint included -DRE-Dynamic range extender for Passive -DRE-Dynamic range extender (Frequency: 0.5 - 8GHz) for Bluetooth / Wi-Fi / 5GNR FR1 -Passive golden sample: 0.65 - 8.5GHz | A174.C113 | 3 | [5 empty] | 400.24 | [9 empty] | 400.24 |  | #DIVIDE BY ZERO |  | -400.24 | #DIVIDE BY ZERO | #UNPARSEABLE | #BLOCKED |  | -13.3413 | #DIVIDE BY ZERO | 0 | 0 | 0 | #DIVIDE BY ZERO | #DIVIDE BY ZERO
0-未開 |  | 1 |  |  | A173.C.PON | Others RF System for M3 | A174.C21 | [18 empty] | #DIVIDE BY ZERO |  | 0 | #DIVIDE BY ZERO | #UNPARSEABLE | #BLOCKED |  | 0 | #DIVIDE BY ZERO | 0 | 0 | 0 | #DIVIDE BY ZERO | #DIVIDE BY ZERO
5-報價 |  | 0 | A |  | A173.C11 | 5G NR FR1 Throughput optional -Dummy base station antenna: 700M - 8GHz 4x4 MIMO -Butler Matrix switching system: 4x4 700M - 6GHz -RF Cables: up to 18GHz -Control: RJ45 | A174.C211 | [5 empty] | 200000 | 100000 | [9 empty] | 100000 | 200000 | 100% |  | -100000 | #DIVIDE BY ZERO | #UNPARSEABLE | #BLOCKED |  | -3333.3333 | #DIVIDE BY ZERO | 0 | 0 | 0 | #DIVIDE BY ZERO | #DIVIDE BY ZERO
3-量產 |  | 2 | F |  | A173.PONN | M4 Positioner system | A174.E | 2 | [17 empty] | #DIVIDE BY ZERO |  | 0 | #DIVIDE BY ZERO | #UNPARSEABLE | #BLOCKED |  | 0 | #DIVIDE BY ZERO | 0 | 0 | 0 | #DIVIDE BY ZERO | #DIVIDE BY ZERO
3-量產 |  | 1 | A |  | A173.E.PON | AE-T1 OTA 2D Positioner | A174.E01 | 2.5 | [17 empty] | #DIVIDE BY ZERO |  | 0 | #DIVIDE BY ZERO | #UNPARSEABLE | #BLOCKED |  | 0 | #DIVIDE BY ZERO | 0 | 0 | 0 | #DIVIDE BY ZERO | #DIVIDE BY ZERO
|  | 0 | A1 |  | A173.E01 | AE-T12 2D Performance Turntable (M-Class Standard) -Diameter : 0.2m -Max. loading: 30 Kg -Max. speed: 3 RPM -Resolution: 0.1° -Accuracy: ±0.5° -Travel: 0° - 360° -Power consumption: 200W | A174.E010 | 3 | 21111安普新 |  |  | 1 |  | 61.3 | [9 empty] | 61.3 |  | #DIVIDE BY ZERO |  | -61.3 | #DIVIDE BY ZERO | #UNPARSEABLE | #BLOCKED |  | -2.0433 | #DIVIDE BY ZERO | 0 | 0 | 0 | #DIVIDE BY ZERO | #DIVIDE BY ZERO
3-量產 |  | 1 | R |  | #UNPARSEABLE | AE-C1 Desktop IPC Controller | A174.E21 | 2.5 | [17 empty] | #DIVIDE BY ZERO |  | 0 | #DIVIDE BY ZERO | #UNPARSEABLE | #BLOCKED |  | 0 | #DIVIDE BY ZERO | 0 | 0 | 0 | #DIVIDE BY ZERO | #DIVIDE BY ZERO
|  | 0 | A |  | #UNPARSEABLE | AE-C11 Desktop IPC Controller & OS -CPU: Intel Core i5 Processor -OS: Windows 10 Enterprise 64 bit -Microsoft Excel -24" Monitor -Mouse + keyboard -GPIB card -19" Standard 41U rack | A174.E210 | 3 |  |  |  | 1 |  | 79.09 | [9 empty] | 79.09 |  | #DIVIDE BY ZERO |  | -79.09 | #DIVIDE BY ZERO | #UNPARSEABLE | #BLOCKED |  | -2.6363 | #DIVIDE BY ZERO | 0 | 0 | 0 | #DIVIDE BY ZERO | #DIVIDE BY ZERO
3-量產 |  | 2 |  |  | A173.PONN | M4 Measurement Software | A174.S | 2 | [17 empty] | #DIVIDE BY ZERO |  | 0 | #DIVIDE BY ZERO | #UNPARSEABLE | #BLOCKED |  | 0 | #DIVIDE BY ZERO | 0 | 0 | 0 | #DIVIDE BY ZERO | #DIVIDE BY ZERO
3-量產 |  | 6 | R |  | #UNPARSEABLE | Maxwell OTA Software | A174.S410 | 2.5 | [17 empty] | #DIVIDE BY ZERO |  | 0 | #DIVIDE BY ZERO | #UNPARSEABLE | #BLOCKED |  | 0 | #DIVIDE BY ZERO | 0 | 0 | 0 | #DIVIDE BY ZERO | #DIVIDE BY ZERO
|  | 0 |  |  | #UNPARSEABLE | Passive function -2D/3D Antenna measurement -Test result: Antenna efficiency, gain pattern, peak gain -Instrument: Consistent with the quotation -One license permits one model of network analyzer | A174.S410 | 3 | [17 empty] | #DIVIDE BY ZERO |  | 0 | #DIVIDE BY ZERO | #UNPARSEABLE | #BLOCKED |  | 0 | #DIVIDE BY ZERO | 0 | 0 | 0 | #DIVIDE BY ZERO | #DIVIDE BY ZERO
|  | 0 |  |  | #UNPARSEABLE | MW4 Maxwell OTA Passive Advanced Software -Axial ratio, ECC calculation -Instrument: Consistent with the quotation -One license permits one model of network analyzer | A174.S411 | 3 | [17 empty] | #DIVIDE BY ZERO |  | 0 | #DIVIDE BY ZERO | #UNPARSEABLE | #BLOCKED |  | 0 | #DIVIDE BY ZERO | 0 | 0 | 0 | #DIVIDE BY ZERO | #DIVIDE BY ZERO
|  | 0 |  |  | #UNPARSEABLE | MW4 Maxwell OTA 2G Cellular Software -TRP/ TIS measurement -GSM -Instrument: Consistent with the quotation -One license permits one model of communication tester | A174.S412 | 3 | [17 empty] | #DIVIDE BY ZERO |  | 0 | #DIVIDE BY ZERO | #UNPARSEABLE | #BLOCKED |  | 0 | #DIVIDE BY ZERO | 0 | 0 | 0 | #DIVIDE BY ZERO | #DIVIDE BY ZERO
|  | 0 |  |  | #UNPARSEABLE | MW4 Maxwell OTA 3G Cellular Software -TRP/ TIS measurement -WCDMA -Instrument: Consistent with the quotation -One license permits one model of communication tester | A174.S413 | 3 | [17 empty] | #DIVIDE BY ZERO |  | 0 | #DIVIDE BY ZERO | #UNPARSEABLE | #BLOCKED |  | 0 | #DIVIDE BY ZERO | 0 | 0 | 0 | #DIVIDE BY ZERO | #DIVIDE BY ZERO
2-開發 |  | 0 |  |  | #UNPARSEABLE | MW4 Maxwell OTA 4G Cellular Software -TRP/ TIS measurement -TDD-LTE/ FDD-LTE -Instrument: Consistent with the quotation -One license permits one model of communication tester | A174.S414 | 3 | [17 empty] | #DIVIDE BY ZERO |  | 0 | #DIVIDE BY ZERO | #UNPARSEABLE | #BLOCKED |  | 0 | #DIVIDE BY ZERO | 0 | 0 | 0 | #DIVIDE BY ZERO | #DIVIDE BY ZERO
3-量產 |  | 1 | R |  | #UNPARSEABLE | Maxwell OTA Software 5GNR | A174.S42 | [18 empty] | #DIVIDE BY ZERO |  | 0 | #DIVIDE BY ZERO | #UNPARSEABLE | #BLOCKED |  | 0 | #DIVIDE BY ZERO | 0 | 0 | 0 | #DIVIDE BY ZERO | #DIVIDE BY ZERO
|  | 0 |  |  | #UNPARSEABLE | MW5 Maxwell OTA 5GNR FR1 TP Software -Throughput measurement -5GNR FR1 -Instrument: Consistent with the quotation -One license permits one model of equipment | A174.S420 | 3 |  | A318.X122 | [15 empty] | #DIVIDE BY ZERO |  | 0 | #DIVIDE BY ZERO | #UNPARSEABLE | #BLOCKED |  | 0 | #DIVIDE BY ZERO | 0 | 0 | 0 | #DIVIDE BY ZERO | #DIVIDE BY ZERO
|  | 1 | R |  | #UNPARSEABLE | MWT Maxwell Throughput Software | A174.S6 | 2.5 | [17 empty] | #DIVIDE BY ZERO |  | 0 | #DIVIDE BY ZERO | #UNPARSEABLE | #BLOCKED |  | 0 | #DIVIDE BY ZERO | 0 | 0 | 0 | #DIVIDE BY ZERO | #DIVIDE BY ZERO
3-量產 |  | 0 | A1 |  | A173.E01 | MWT Maxwell Throughput Software -Wi-Fi Throughput software license -IEEE 802.11a/b/g/n/ac/ax base on IxChariot -IxChariot license isn't included | A174.S301 | 3 | Q21123-光寶 |  |  |  | 200 | 100 | [9 empty] | 100 | 200 | 100% |  | -100 | #DIVIDE BY ZERO | #UNPARSEABLE | #BLOCKED |  | -3.3333 | #DIVIDE BY ZERO | 0 | 0 | 0 | #DIVIDE BY ZERO | #DIVIDE BY ZERO
3-量產 |  | 5 | F |  | A173.PONN | M4 System Acceptance | A174.V | 2 | [17 empty] | #DIVIDE BY ZERO |  | 0 | #DIVIDE BY ZERO | #UNPARSEABLE | #BLOCKED |  | 0 | #DIVIDE BY ZERO | 0 | 0 | 0 | #DIVIDE BY ZERO | #DIVIDE BY ZERO
3-量產 |  | 1 | R |  | A173.V.PON | Hardware item check | A174.V01 | 2.5 | [17 empty] | #DIVIDE BY ZERO |  | 0 | #DIVIDE BY ZERO | #UNPARSEABLE | #BLOCKED |  | 0 | #DIVIDE BY ZERO | 0 | 0 | 0 | #DIVIDE BY ZERO | #DIVIDE BY ZERO
|  | 0 | A |  | A173.V01 | Hardware Item Check -Anechoic Chamber -RF Measurement -Positioner and control | A174.V010 | 3 | 安普新 |  |  | 1 |  | 2 | [9 empty] | 2 |  | #DIVIDE BY ZERO |  | -2 | #DIVIDE BY ZERO | #UNPARSEABLE | #BLOCKED |  | -0.066667 | #DIVIDE BY ZERO | 0 | 0 | 0 | #DIVIDE BY ZERO | #DIVIDE BY ZERO
3-量產 |  | 3 | R |  | A173.V.PON | Shielding Effective | A174.V11 | 2.5 | [17 empty] | #DIVIDE BY ZERO |  | 0 | #DIVIDE BY ZERO | #UNPARSEABLE | #BLOCKED |  | 0 | #DIVIDE BY ZERO | 0 | 0 | 0 | #DIVIDE BY ZERO | #DIVIDE BY ZERO
|  | 0 | A |  | A173.V11 | Shielding Effective Testing 0.7 - 18 GHz -Isolation requirement: 0.7 - 18 GHz >100 dB -Test Frequency: 0.7 / 2.4 / 5.5 / 8 / 12 / 18 GHz -Operate the testing by Atenlab -Refer EN50147-1 standard | A174.V110 | 3 | Q21111安普新 |  |  | 1 | 10000 | [11 empty] | 10000 | 100% |  | 0 | #DIVIDE BY ZERO | #UNPARSEABLE | #BLOCKED |  | 0 | #DIVIDE BY ZERO | 0 | 0 | 0 | #DIVIDE BY ZERO | #DIVIDE BY ZERO
|  | 0 | A |  | A173.V11 | Shielding Effective Testing (3rd party) 0.03 - 18 GHz -Frequency: 0.03 - 18 GHz -Isolation requirement: >100 dB -Test Frequency: 0.03 / 0.7 / 2.4 / 5.5 / 12 / 18 GHz -To operate the testing by 3rd party -According EN50147-1 standard | A174.V111 | 3 | Q21111安普新 |  |  | 1 | 10000 | [11 empty] | 10000 | 100% |  | 0 | #DIVIDE BY ZERO | #UNPARSEABLE | #BLOCKED |  | 0 | #DIVIDE BY ZERO | 0 | 0 | 0 | #DIVIDE BY ZERO | #DIVIDE BY ZERO
|  | 0 | A |  | A173.V11 | Shielding Effective Testing (Oversea) 0.7 - 18 GHz -Isolation requirement: 0.7 - 18 GHz >100 dB -Test Frequency: 0.7 / 2.4 / 5.5 / 8 / 12 / 18 GHz -To operate the testing by 3rd party, the buyer will survey vendor and pay testing fee for shielding effective test. -Refer EN50147-1 standard | A174.V112 | 3 | Q21111安普新 |  |  | 1 | 10000 | [11 empty] | 10000 | 100% |  | 0 | #DIVIDE BY ZERO | #UNPARSEABLE | #BLOCKED |  | 0 | #DIVIDE BY ZERO | 0 | 0 | 0 | #DIVIDE BY ZERO | #DIVIDE BY ZERO
3-量產 |  | 5 | R |  | A173.V.PON | Path loss calibration | A174.V21 | 2.5 | by Measurement Antenna | [16 empty] | #DIVIDE BY ZERO |  | 0 | #DIVIDE BY ZERO | #UNPARSEABLE | #BLOCKED |  | 0 | #DIVIDE BY ZERO | 0 | 0 | 0 | #DIVIDE BY ZERO | #DIVIDE BY ZERO
|  | 0 | A |  | A116.V21 | Path Loss Calibration -Passive path: 0.68 - 8 GHz -Calibration antenna: Horn antenna -According CTIA standard for range loss calibration | A174.V210 | 3 |  |  |  | 1 | 10 | 4 | [9 empty] | 4 | 10 | 100% |  | -4 | #DIVIDE BY ZERO | #UNPARSEABLE | #BLOCKED |  | -0.13333 | #DIVIDE BY ZERO | 0 | 0 | 0 | #DIVIDE BY ZERO | #DIVIDE BY ZERO
|  | 0 | A |  | A116.V21 | Path Loss Calibration 2G/ 3G/ 4G Cellular/ Cellular Data Mode/ Cellular Advanced -Cellular path: 0.68 - 6 GHz -Calibration antenna: Horn antenna -According CTIA standard for range loss calibration | A174.V211 | 3 |  |  |  | 1 | 10 | 4 | [8 empty] | P21107 建漢 | 4 | 10 | 100% |  | -4 | #DIVIDE BY ZERO | #UNPARSEABLE | #BLOCKED |  | -0.13333 | #DIVIDE BY ZERO | 0 | 0 | 0 | #DIVIDE BY ZERO | #DIVIDE BY ZERO
|  | 0 | A |  | A116.V21 | Path Loss Calibration BT -BT OTA path: 2.4 - 2.5 GHz -Calibration antenna: Horn antenna -According CTIA standard for range loss calibration | A174.V212 | 3 |  |  |  | 1 | 10 | 4 | [8 empty] | P21107 建漢 | 4 | 10 | 100% |  | -4 | #DIVIDE BY ZERO | #UNPARSEABLE | #BLOCKED |  | -0.13333 | #DIVIDE BY ZERO | 0 | 0 | 0 | #DIVIDE BY ZERO | #DIVIDE BY ZERO
|  | 0 | A |  | A116.V21 | Path Loss Calibration Wi-Fi -Wi-Fi OTA path: 2.4 - 2.5 GHz / 5.0 - 7.125 GHz -Calibration antenna: Horn antenna -According CTIA standard for range loss calibration | A174.V213 | 3 |  |  |  | 1 | 10 | 4 | [8 empty] | P21107 建漢 | 4 | 10 | 100% |  | -4 | #DIVIDE BY ZERO | #UNPARSEABLE | #BLOCKED |  | -0.13333 | #DIVIDE BY ZERO | 0 | 0 | 0 | #DIVIDE BY ZERO | #DIVIDE BY ZERO
3-量產 |  | 1 | R |  | A173.V.PON | Path loss calibration 5GNR | A174.V41 |  | by Measurement Antenna | [16 empty] | #DIVIDE BY ZERO |  | 0 | #DIVIDE BY ZERO | #UNPARSEABLE | #BLOCKED |  | 0 | #DIVIDE BY ZERO | 0 | 0 | 0 | #DIVIDE BY ZERO | #DIVIDE BY ZERO
|  | 0 | A |  | A116.V21 | Path Loss Calibration 5GNR FR1 -5GNR FR1 path: 0.68 - 6 GHz -Calibration antenna: Horn antenna -According CTIA standard for range loss calibration | A174.V410 |  |  | A411.V31A |  | 1 | 10 | 4 | [9 empty] | 4 | 10 | 100% |  | -4 | #DIVIDE BY ZERO | #UNPARSEABLE | #BLOCKED |  | -0.13333 | #DIVIDE BY ZERO | 0 | 0 | 0 | #DIVIDE BY ZERO | #DIVIDE BY ZERO
3-量產 |  | 4 | R |  | A116.V | Ripple Testing | A174.V31 | 2.5 | by Measurement Antenna | [16 empty] | #DIVIDE BY ZERO |  | 0 | #DIVIDE BY ZERO | #UNPARSEABLE | #BLOCKED |  | 0 | #DIVIDE BY ZERO | 0 | 0 | 0 | #DIVIDE BY ZERO | #DIVIDE BY ZERO
|  | 0 |  |  |  | Quiet Zone Ripple Testing (M-Class-1.5) -Calibration Antenna: Sleeve dipole -Frequency: 0.836/ 1.88/ 2.45/ 5.5 GHz -Method: Phi 6 points -Quiet zone scale: 30 cm in diameter -Requirement : SD < 1.2 -According CTIA standard for Ripple testing | A174.V310 | 3 |  |  |  | 1 |  | 8 | [9 empty] | 8 |  | #DIVIDE BY ZERO |  | -8 | #DIVIDE BY ZERO | #UNPARSEABLE | #BLOCKED |  | -0.26667 | #DIVIDE BY ZERO | 0 | 0 | 0 | #DIVIDE BY ZERO | #DIVIDE BY ZERO
|  | 0 |  |  |  | Quiet Zone Ripple Testing (M-Class-1.0) -Calibration Antenna: Sleeve dipole -Frequency: 0.836/ 1.88/ 2.45/ 5.5 GHz -Method: Phi 6 points -Quiet zone scale: 30 cm in diameter -Requirement : SD < 1.4 -According CTIA standard for Ripple testing | A174.V311 | 3 |  |  |  | 1 |  | 8 | [9 empty] | 8 |  | #DIVIDE BY ZERO |  | -8 | #DIVIDE BY ZERO | #UNPARSEABLE | #BLOCKED |  | -0.26667 | #DIVIDE BY ZERO | 0 | 0 | 0 | #DIVIDE BY ZERO | #DIVIDE BY ZERO
|  | 0 |  |  |  | Quiet Zone Ripple Testing (M-Class-2.0)(A3) -Calibration Antenna: Sleeve dipole -Frequency: 0.836/ 1.88/ 2.45/ 5.5 GHz -Method: Phi 6 points -Quiet zone scale: 30 cm in diameter -Requirement : SD < 1.0 -According CTIA standard for Ripple testing | A174.V312 | 3 |  |  |  | 1 |  | 8 | [9 empty] | 8 |  | #DIVIDE BY ZERO |  | -8 | #DIVIDE BY ZERO | #UNPARSEABLE | #BLOCKED |  | -0.26667 | #DIVIDE BY ZERO | 0 | 0 | 0 | #DIVIDE BY ZERO | #DIVIDE BY ZERO
|  | 0 | A |  | A116.V31 | Quiet Zone Ripple Testing (M-Class-0.8) -Calibration Antenna: Sleeve dipole -Frequency: 0.836/ 1.88/ 2.45/ 5.5 GHz -Method: Phi 6 points -Quiet zone scale: 30 cm in diameter -Requirement : SD < 1.5 -According CTIA standard for Ripple testing | A174.V313 | 3 |  |  |  | 1 |  | 8 | [8 empty] | P21107 建漢 | 8 |  | #DIVIDE BY ZERO |  | -8 | #DIVIDE BY ZERO | #UNPARSEABLE | #BLOCKED |  | -0.26667 | #DIVIDE BY ZERO | 0 | 0 | 0 | #DIVIDE BY ZERO | #DIVIDE BY ZERO
3-量產 |  | 4 | R |  | A116.V | Reliability testing | A174.V41 | 2.5 | [17 empty] | #DIVIDE BY ZERO |  | 0 | #DIVIDE BY ZERO | #UNPARSEABLE | #BLOCKED |  | 0 | #DIVIDE BY ZERO | 0 | 0 | 0 | #DIVIDE BY ZERO | #DIVIDE BY ZERO
|  | 0 |  |  |  | Reliability Testing Passive -Passive mode -The 3D antenna efficiency(%) result in standard deviation should be less than 10% -Use Atenlab golden sample, perform the 3D passive test in 10 times -During the test, the DUT should not removed (to avoid re-position error) -Performing 10 frequencies between the system operation frequency | A174.V410 | 3 |  |  |  | 1 |  | 12 | [9 empty] | 12 |  | #DIVIDE BY ZERO |  | -12 | #DIVIDE BY ZERO | #UNPARSEABLE | #BLOCKED |  | -0.4 | #DIVIDE BY ZERO | 0 | 0 | 0 | #DIVIDE BY ZERO | #DIVIDE BY ZERO
|  | 0 |  |  |  | Reliability Testing -GSM/ CDMA/ WCDMA/ TD-SCDMA/ TDD-LTE/ FDD-LTE/ 5GNR FR1 -Cellular TRP: The 3D TRP(dBm) result in standard deviation should be less than 0.5 dBm Use Atenlab golden sample, perform the 3D TRP test in 5 times (30° angle step) Performing total 6 channels maximum Performing 1 modulation only -Cellular TIS: The 3D TIS(dBm) result in standard deviation should be less than 1 dBm Use Atenlab golden sample, perform the 3D TRP test in 5 times (45° angle step) Performing total 2 channels maximum Performing 1 modulation only -During the test, the DUT should not removed (to avoid re-position error) | A174.V411 | 3 |  |  |  | 1 |  | 63 | [9 empty] | 63 |  | #DIVIDE BY ZERO |  | -63 | #DIVIDE BY ZERO | #UNPARSEABLE | #BLOCKED |  | -2.1 | #DIVIDE BY ZERO | 0 | 0 | 0 | #DIVIDE BY ZERO | #DIVIDE BY ZERO
|  | 0 |  |  |  | Reliability Testing Passive/Cellular/BT/ Wi-Fi -Passive mode: The 3D antenna efficiency(%) result in standard deviation should be less than 10% Use Atenlab golden sample, perform the 3D passive test in 10 times -Cellular TRP: The 3D TRP(dBm) result in standard deviation should be less than 0.5 dBm Use Atenlab golden sample, perform the 3D TRP test in 5 times (30° angle step) Performing total 6 channels maximum Performing 1 modulation only -Cellular TIS: The 3D TIS(dBm) result in standard deviation should be less than 1 dBm Use Atenlab golden sample, perform the 3D TRP test in 5 times (45° angle step) Performing total 2 channels maximum Performing 1 modulation only -During the test, the DUT should not removed (to avoid re-position error) -BT/ Wi-Fi OTA mode: -Perform the TRP test, the test result export successfully -Perform the TIS test, the test result export successfully | A174.V412 | 3 |  |  |  | 1 |  | 44 | [9 empty] | 44 |  | #DIVIDE BY ZERO |  | -44 | #DIVIDE BY ZERO | #UNPARSEABLE | #BLOCKED |  | -1.4667 | #DIVIDE BY ZERO | 0 | 0 | 0 | #DIVIDE BY ZERO | #DIVIDE BY ZERO
|  | 0 |  |  |  | Reliability Testing Passive/BT/ Wi-Fi -Passive mode: The 3D antenna efficiency(%) result in standard deviation should be less than 10% Use Atenlab golden sample, perform the 3D passive test in 10 times -During the test, the DUT should not removed (to avoid re-position error) -BT/ Wi-Fi OTA mode: -Perform the TRP test, the test result export successfully -Perform the TIS test, the test result export successfully | A174.V413 | 3 |  |  |  | 1 |  | 20 | [9 empty] | 20 |  | #DIVIDE BY ZERO |  | -20 | #DIVIDE BY ZERO | #UNPARSEABLE | #BLOCKED |  | -0.66667 | #DIVIDE BY ZERO | 0 | 0 | 0 | #DIVIDE BY ZERO | #DIVIDE BY ZERO
3-量產 |  | 2 | F |  | A173.PONN | M4 System Warranty | A174.W | 2 | [17 empty] | #DIVIDE BY ZERO |  | 0 | #DIVIDE BY ZERO | #UNPARSEABLE | #BLOCKED |  | 0 | #DIVIDE BY ZERO | 0 | 0 | 0 | #DIVIDE BY ZERO | #DIVIDE BY ZERO
3-量產 |  | 2 | R |  | A173.V.PON | M4 System Warranty | A174.W01 | 2.5 | [17 empty] | #DIVIDE BY ZERO |  | 0 | #DIVIDE BY ZERO | #UNPARSEABLE | #BLOCKED |  | 0 | #DIVIDE BY ZERO | 0 | 0 | 0 | #DIVIDE BY ZERO | #DIVIDE BY ZERO
|  | 0 | N |  | A173.W | M4 System 2 years warranty -Software upgrade -Hardware coverage in case of natural damage | A174.W010 | 3 | 免費 | [16 empty] | #DIVIDE BY ZERO |  | 0 | #DIVIDE BY ZERO | #UNPARSEABLE | #BLOCKED |  | 0 | #DIVIDE BY ZERO | 0 | 0 | 0 | #DIVIDE BY ZERO | #DIVIDE BY ZERO
|  | 0 | N |  | A173.W | M4 System 1 years warranty -Software upgrade -Hardware coverage in case of natural damage | A174.W011 | 3 | 免費 | [16 empty] | #DIVIDE BY ZERO |  | 0 | #DIVIDE BY ZERO | #UNPARSEABLE | #BLOCKED |  | 0 | #DIVIDE BY ZERO | 0 | 0 | 0 | #DIVIDE BY ZERO | #DIVIDE BY ZERO
3-量產 |  | 5 | R/M |  | A173.W | M4 System Warranty Extension | A174.W05 | 2.5 | 依照系統售價 | [16 empty] | #DIVIDE BY ZERO |  | 0 | #DIVIDE BY ZERO | #UNPARSEABLE | #BLOCKED |  | 0 | #DIVIDE BY ZERO | 0 | 0 | 0 | #DIVIDE BY ZERO | #DIVIDE BY ZERO
3-量產 |  | 0 | A |  | A173.W05 | M4 System 1 years warranty -Software upgrade -Hardware coverage in case of natural damage | A174.W051 | 3 | [17 empty] | #DIVIDE BY ZERO |  | 0 | #DIVIDE BY ZERO | #UNPARSEABLE | #BLOCKED |  | 0 | #DIVIDE BY ZERO | 0 | 0 | 0 | #DIVIDE BY ZERO | #DIVIDE BY ZERO
3-量產 |  | 0 | A |  | A173.W05 | M4 System 2 years warranty -Software upgrade -Hardware coverage in case of natural damage | A174.W052 | 3 | [17 empty] | #DIVIDE BY ZERO |  | 0 | #DIVIDE BY ZERO | #UNPARSEABLE | #BLOCKED |  | 0 | #DIVIDE BY ZERO | 0 | 0 | 0 | #DIVIDE BY ZERO | #DIVIDE BY ZERO
3-量產 |  | 0 | A |  | A173.W05 | M4 System 3 years warranty -Software upgrade -Hardware coverage in case of natural damage | A174.W053 | 3 | [17 empty] | #DIVIDE BY ZERO |  | 0 | #DIVIDE BY ZERO | #UNPARSEABLE | #BLOCKED |  | 0 | #DIVIDE BY ZERO | 0 | 0 | 0 | #DIVIDE BY ZERO | #DIVIDE BY ZERO
3-量產 |  | 0 | A |  | A173.W05 | M4 System 4 years warranty -Software upgrade -Hardware coverage in case of natural damage | A174.W054 | 3 | [17 empty] | #DIVIDE BY ZERO |  | 0 | #DIVIDE BY ZERO | #UNPARSEABLE | #BLOCKED |  | 0 | #DIVIDE BY ZERO | 0 | 0 | 0 | #DIVIDE BY ZERO | #DIVIDE BY ZERO
3-量產 |  | 0 | A |  | A116.W05 | M4 System 5 years warranty -Software upgrade -Hardware coverage in case of natural damage | A174.W055 | 3 |  |  |  | 1 | 0 | 0 | 0 | [8 empty] | 0 | 0 | #DIVIDE BY ZERO |  | 0 | #DIVIDE BY ZERO | #UNPARSEABLE | #BLOCKED |  | 0 | #DIVIDE BY ZERO | 0 | 0 | 0 | #DIVIDE BY ZERO | #DIVIDE BY ZERO
0-未開 |  | Y |  |  | #UNPARSEABLE | M2 OTA Measurement System | A172 |  | 移動式Mobility 1.5 x 0.8x2m(LWH) |  |  |  | 4000 | 1500 | 3500 | 62.5% | 57.14% | 0 | 0 | #DIVIDE BY ZERO | 0% | 0% |  | 1500 | 4000 | -32400% | 1300000 | 1298500 | 99.88% | #UNPARSEABLE | #BLOCKED | 60000 | 59950 | 99.92%
1-評估 | 1 | 3 | 4 |  | A1 | A19-Customizations其他實驗室 | 其他實驗室的升級-->419
1-評估 |  | 1 |  |  | A16 | xx | A191.PONN | 1
3-量產 |  | 1 | F |  | A161.PONN | xx | A191.A.PONN | 2
3-量產 |  | 1 | R |  | A161.A.PONN | xx | A191.A01
|  | 0 | A1 |  | A162.A01 | x | A191.A010
7-預計上架 | [5 empty] | A2-Hardware Component | A2 | 1 | A2XX-9XXX(Others/Customization) | [8 empty] | 27750 | 4750 | 17.12% | 29.98% | 14.5%
7-預計上架 | 1 | 1 |  |  | A2 | A21-Chamber Technology | A21 | 1 | 吸波材料 |  | 1000 | 1 | 5 | 3 | 4 |  |  | 4000 | 1000 | 25% | 14.41% | 21.05% | 1/30前完成資料 Q20344-Solid-USA
7-預計上架 | 1 | 1 |  |  | A2 | A210 Warranty | A210 | 1 | 隔離元件 |  | 10 | 1 | 500 | 300 | 400 |  |  | 4000 | 1000 | 25% | 14.41% | 21.05% | 1/30前完成資料 Q21103
7-預計上架 |  | 4 | N |  | A116.V | W- Warranty | A210.W | 2 | A21保固 | [16 empty] | #DIVIDE BY ZERO |  | 0 | #DIVIDE BY ZERO | #UNPARSEABLE | #BLOCKED |  | 0 | #DIVIDE BY ZERO | 0 | 0 | 0 | #DIVIDE BY ZERO | #DIVIDE BY ZERO
5-報價 |  | 0 | A |  | A116.W05 | W-120 Standard 2-year warranty -Inspection, repair and replacement of consumables -Hardware coverage in case of natural damage | A210.W120 | 3 | 免費 |  |  | 1 | 0 | 0 | 0 | [8 empty] | 0 | 0 | #DIVIDE BY ZERO |  | 0 | #DIVIDE BY ZERO | #UNPARSEABLE | #BLOCKED |  | 0 | #DIVIDE BY ZERO | 0 | 0 | 0 | #DIVIDE BY ZERO | #DIVIDE BY ZERO
3-量產 |  | 0 | A |  | A116.W05 | W-110 Standard 1-year warranty -Inspection, repair and replacement of consumables -Hardware coverage in case of natural damage | A210.W110 | 3 |  |  |  | 1 | 0 | 0 | 0 | [8 empty] | 0 | 0 | #DIVIDE BY ZERO |  | 0 | #DIVIDE BY ZERO | #UNPARSEABLE | #BLOCKED |  | 0 | #DIVIDE BY ZERO | 0 | 0 | 0 | #DIVIDE BY ZERO | #DIVIDE BY ZERO
3-量產 |  | 0 | A |  | A116.W05 | W-130 Standard 3-year warranty -Inspection, repair and replacement of consumables -Hardware coverage in case of natural damage | A210.W130 | 3 |  |  |  | 1 | 0 | 0 | 0 | [8 empty] | 0 | 0 | #DIVIDE BY ZERO |  | 0 | #DIVIDE BY ZERO | #UNPARSEABLE | #BLOCKED |  | 0 | #DIVIDE BY ZERO | 0 | 0 | 0 | #DIVIDE BY ZERO | #DIVIDE BY ZERO
5-報價 |  | 0 | A |  | A116.W05 | W-220 Extend 2-year warranty -Inspection, repair and replacement of consumables -Hardware coverage in case of natural damage | A210.W220 | 3 |  |  |  | 1 | 原價20% | 0 | 0 | [8 empty] | 0 | 原價20% | #INVALID OPERATION |  | 0 | #DIVIDE BY ZERO | #UNPARSEABLE | #BLOCKED |  | 0 | #DIVIDE BY ZERO | 0 | 0 | 0 | #DIVIDE BY ZERO | #DIVIDE BY ZERO
7-預計上架 |  | 3 | N |  | A116.V | T-Terms of trade | A210.T | 2 | A21交易條件 | [16 empty] | #DIVIDE BY ZERO |  | 0 | #DIVIDE BY ZERO | #UNPARSEABLE | #BLOCKED |  | 0 | #DIVIDE BY ZERO | 0 | 0 | 0 | #DIVIDE BY ZERO | #DIVIDE BY ZERO
7-預計上架 |  | 1 | A |  | A116.W05 | T-1, 台灣交易 | A210.T120 | 2.5 | 1-台灣交易 |  |  | 1 | 0 | 0 | 0 | [8 empty] | 0 | 0 | #DIVIDE BY ZERO |  | 0 | #DIVIDE BY ZERO | #UNPARSEABLE | #BLOCKED |  | 0 | #DIVIDE BY ZERO | 0 | 0 | 0 | #DIVIDE BY ZERO | #DIVIDE BY ZERO
7-預計上架 |  | 0 | A |  | A116.W05 | T-111 DDP-TW 100%TT before shipment -Included installation, packing, shipping, insurance and local VAT. | A210.T120 | 3 |  |  |  | 1 | 0 | 0 | 0 | [8 empty] | 0 | 0 | #DIVIDE BY ZERO |  | 0 | #DIVIDE BY ZERO | #UNPARSEABLE | #BLOCKED |  | 0 | #DIVIDE BY ZERO | 0 | 0 | 0 | #DIVIDE BY ZERO | #DIVIDE BY ZERO
1-評估 |  | 1 | A |  | A116.W05 | T-2, 海外交易 | A210.T120 | 2.5 | 2-海外交易 |  |  | 1 | 0 | 0 | 0 | [8 empty] | 0 | 0 | #DIVIDE BY ZERO |  | 0 | #DIVIDE BY ZERO | #UNPARSEABLE | #BLOCKED |  | 0 | #DIVIDE BY ZERO | 0 | 0 | 0 | #DIVIDE BY ZERO | #DIVIDE BY ZERO
7-預計上架 |  | 0 | A |  | A116.W05 | T-111 DDP-TW 100%TT before shipment -Included installation, packing, shipping, insurance and local VAT. | A210.T120 | 3 |  |  |  | 1 | 0 | 0 | 0 | [8 empty] | 0 | 0 | #DIVIDE BY ZERO |  | 0 | #DIVIDE BY ZERO | #UNPARSEABLE | #BLOCKED |  | 0 | #DIVIDE BY ZERO | 0 | 0 | 0 | #DIVIDE BY ZERO | #DIVIDE BY ZERO
1-評估 |  | 1 | A |  | A116.W05 | T-3, 代理商交易 | A210.T120 | 2.5 | 3-代理商交易 |  |  | 1 | 0 | 0 | 0 | [8 empty] | 0 | 0 | #DIVIDE BY ZERO |  | 0 | #DIVIDE BY ZERO | #UNPARSEABLE | #BLOCKED |  | 0 | #DIVIDE BY ZERO | 0 | 0 | 0 | #DIVIDE BY ZERO | #DIVIDE BY ZERO
7-預計上架 |  | 0 | A |  | A116.W05 | T-111 DDP-TW 100%TT before shipment -Included installation, packing, shipping, insurance and local VAT. | A210.T120 | 3 |  |  |  | 1 | 0 | 0 | 0 | [8 empty] | 0 | 0 | #DIVIDE BY ZERO |  | 0 | #DIVIDE BY ZERO | #UNPARSEABLE | #BLOCKED |  | 0 | #DIVIDE BY ZERO | 0 | 0 | 0 | #DIVIDE BY ZERO | #DIVIDE BY ZERO
7-預計上架 | 1 | 1 |  |  | A2 | A211 SE-Shielding Enclosure Collection | A211.PON | 1 | 隔離元件 |  | 10 | 1 | 500 | 300 | 400 |  |  | 4000 | 1000 | 25% | 14.41% | 21.05% | 1/30前完成資料 Q21103
7-預計上架 |  | Y |  |  | A211.PON | SE-R Shielding Room | A211.R | 2 | 隔離室(人可以進去) |  |  | 1 | #UNPARSEABLE | #UNPARSEABLE | #BLOCKED |  |  |  | 0 | 式 |  |  | Q20108 Vietnam Viettel | #BLOCKED | #BLOCKED | #BLOCKED | 1300000 | #BLOCKED | #BLOCKED | #UNPARSEABLE | #BLOCKED | 60000 | #BLOCKED | #BLOCKED
7-預計上架 |  |  |  |  | A211.R | SE-R1 General Shielding Room | A211.R1 | 2.1 | [29 empty] | #DIVIDE BY ZERO | #DIVIDE BY ZERO
7-預計上架 | [5 empty] | SE-R12-Width about. 2m | A211.R12 | 2.2 | [29 empty] | #DIVIDE BY ZERO | #DIVIDE BY ZERO
7-預計上架 | [5 empty] | SE-R123-Height under 3m | A211.R123 | 2.5 | [29 empty] | #DIVIDE BY ZERO | #DIVIDE BY ZERO
7-預計上架 | [5 empty] | SE-R123-2-Long under 2m | A211.R123.2 | 3 | [29 empty] | #DIVIDE BY ZERO | #DIVIDE BY ZERO
7-預計上架 | [5 empty] | SE-R123-3-Long under 3m | A211.R123.3 | 3 | [29 empty] | #DIVIDE BY ZERO | #DIVIDE BY ZERO
7-預計上架 | [5 empty] | SE-R123-4-Long under 4m | A211.R123.4 | 3 | [29 empty] | #DIVIDE BY ZERO | #DIVIDE BY ZERO
7-預計上架 | [5 empty] | SE-R13-Width about 3m | A211.R13 | [30 empty] | #DIVIDE BY ZERO | #DIVIDE BY ZERO
7-預計上架 | [5 empty] | SE-R133-Height under 3m | A211.R133 | 2.5 | [29 empty] | #DIVIDE BY ZERO | #DIVIDE BY ZERO
7-預計上架 | [5 empty] | SE-R133-2-Long under 2m | A211.R133.2 | 3 | Long under 2m | [28 empty] | #DIVIDE BY ZERO | #DIVIDE BY ZERO
7-預計上架 | [5 empty] | SE-R133-3 Testing Shielding Room | A211.R133.3 | 3 | Long under 3m | [28 empty] | #DIVIDE BY ZERO | #DIVIDE BY ZERO
5-報價 | [5 empty] | SE-R133-3 Testing Shielding Room -Outside Dimension: L3.0 x W3.0 x H2.8m -Shielding effective: 30M - 18GHz > 100dB -Modular steel pan type shielded enclosure by 2mm galvanized steel sheet -Painted on visual panel | A211.R133.301 |  | E1 |  |  |  | 500 | 350 | [23 empty] | #DIVIDE BY ZERO | #DIVIDE BY ZERO
7-預計上架 | [5 empty] | SE-R133-4-Long under 4m | A211.R123.4 | 3 | Long under 4m | [28 empty] | #DIVIDE BY ZERO | #DIVIDE BY ZERO
7-預計上架 | [5 empty] | SE-R14-Width about 4m | A211.R14 | 2.7 | [29 empty] | #DIVIDE BY ZERO | #DIVIDE BY ZERO
[6 empty] | SE-R143-Height under 3m | A211.R143 | 2.8 | [29 empty] | #DIVIDE BY ZERO | #DIVIDE BY ZERO
7-預計上架 | [5 empty] | SE-R143-4-Long under 4m | A211.R143.4 | 2.9 | [29 empty] | #DIVIDE BY ZERO | #DIVIDE BY ZERO
3-量產 | [5 empty] | SE-R14 Testing Shielding Room (443) -Outside Dimension: L4.0 x W4.0 x H3.0m -Self support structure on ceiling is 0.2m -Modular steel pan type shielded enclosure by 2mm galvanized steel sheet -Painted on visual panel -Power Layout and construction included | A211.R143.401 | 3 |  |  |  |  | 600 | 450 | [23 empty] | #DIVIDE BY ZERO | #DIVIDE BY ZERO
7-預計上架 | [5 empty] | SE-R143-5-Long under 5m | A211.R143.5 | 2.9 | [29 empty] | #DIVIDE BY ZERO | #DIVIDE BY ZERO
5-報價 | [5 empty] | SE-R14 Testing Shielding Room (E1-543) -Outside Dimension: L5.0 x W4.0 x H3.0m -Self support structure on ceiling is 0.2m -Modular steel pan type shielded enclosure by 2mm galvanized steel sheet -Painted on visual panel -Power Layout and construction included | A211.R143.501 | 3 |  |  |  |  | 600 | 450 | [23 empty] | #DIVIDE BY ZERO | #DIVIDE BY ZERO
7-預計上架 | [5 empty] | SE-R143-6-Long under 6m | A211.R143.6 | 2.9 | [29 empty] | #DIVIDE BY ZERO | #DIVIDE BY ZERO
5-報價 | [5 empty] | SE-R14 Testing Shielding Room (A8-643) -Panel Outer dimension : L6.0 x W3.8 x H2.9m -Self support H-Beam on ceiling is H0.2m -Modular steel pan type shielded enclosure by 2mm galvanized steel sheet -Painted on visual panel | A211.R143.601 | 3 |  |  |  |  | 700 | 500 | [23 empty] | #DIVIDE BY ZERO | #DIVIDE BY ZERO
0-未開 | [5 empty] | SE-R15-Width 5m | A211.R15 | [30 empty] | #DIVIDE BY ZERO | #DIVIDE BY ZERO
0-未開 | [5 empty] | SE-R16-Width 6m | A211.R16 | [30 empty] | #DIVIDE BY ZERO | #DIVIDE BY ZERO
0-未開 | [5 empty] | SE-R17-Width 7m | A211.R17 | [30 empty] | #DIVIDE BY ZERO | #DIVIDE BY ZERO
0-未開 | [5 empty] | SE-R18-Width 8m以上 | A211.R18 | [30 empty] | #DIVIDE BY ZERO | #DIVIDE BY ZERO
0-未開 |  |  |  |  | A211.R | SE-R2 RF Anechoic Shielding Room (Except absorber) | A211.R2 | 2.5 | [14 empty] | Inside height dimension: 2: 2.9 - 5.2m | [14 empty] | #DIVIDE BY ZERO | #DIVIDE BY ZERO
3-量產 | [5 empty] | SE-R22-Width under 3m | A211.R22 | 1 | [14 empty] | Width 3m, (2.5 - 3.5 ) | [14 empty] | #DIVIDE BY ZERO | #DIVIDE BY ZERO
1-評估 | [5 empty] | SE-R22 Shielding Room (3.5/1.7/1.7) -Outside Dimension: L3.5 x W1.7 x H1.7m +/-5cm -Shelf: H0.7m included wheels -Inside Dimension: L3.4 x W1.6 x H1.6m +/-5cm -Shielding effective: 30M - 18GHz > 100dB -Modular steel pan type by 2mm galvanized steel sheet -Painted on visual panel | A211.R221 | 1 | 確認A6-633尺寸‘ |  |  |  |  | 0 | [23 empty] | #DIVIDE BY ZERO | #DIVIDE BY ZERO
1-評估 | [5 empty] | SE-R22 Shielding Room (5/2.5/2.5) -Outside Dimension: L5.0 x W2.5 x H2.5m +/-5cm -Inside Dimension: L4.9 x W2.4 x H2.4m +/-5cm -Shielding effective: 30M - 18GHz > 100dB -Modular steel pan type by 2mm galvanized steel sheet -Steel pillar for self support structure -Painted on visual pane | A211.R222 | 1 | 確認A6-633尺寸‘ |  |  |  |  | 0 | [23 empty] | #DIVIDE BY ZERO | #DIVIDE BY ZERO
1-評估 | [5 empty] | SE-R22 Shielding Room (5/3/2.5) -Outside Dimension: L5.0 x W3.0 x H2.5m +/-5cm -Inside Dimension: L4.9 x W2.9 x H2.4m +/-5cm -Shielding effective: 30M - 18GHz > 100dB -Modular steel pan type by 2mm galvanized steel sheet -Steel pillar for self support structure -Painted on visual pane | A211.R223 | 1 | 確認A6-633尺寸‘ |  |  |  |  | 0 | [23 empty] | #DIVIDE BY ZERO | #DIVIDE BY ZERO
1-評估 | [5 empty] | SE-R22 Shielding Room (4/2.5/2.5) -Outside Dimension: L4.0 x W2.5 x H2.5m +/-5cm -Inside Dimension: L3.9 x W2.4 x H2.4m +/-5cm -Shielding effective: 30M - 18GHz > 100dB -Modular steel pan type by 2mm galvanized steel sheet -Steel pillar for self support structure -Painted on visual pane | A211.R224 | 1 | 確認A6-633尺寸‘ |  |  |  |  | 0 | [23 empty] | #DIVIDE BY ZERO | #DIVIDE BY ZERO
3-量產 | [5 empty] | SE-R23-Width 3m | A211.R23 | 1 | [14 empty] | Width 3m, (2.5 - 3.5 ) | [14 empty] | #DIVIDE BY ZERO | #DIVIDE BY ZERO
1-評估 | [5 empty] | SE-R23 Shielding Room (A6 6/3/3) -Outside Dimension: L6.0 x W3.0 x H3.0m +/-5cm -Inside Dimension: L5.9 x W2.9 x H2.9m +/-5cm -Shielding effective: 30M - 18GHz > 100dB -Modular steel pan type by 2mm galvanized steel sheet -Steel pillar for self support structure -Painted on visual panel | A211.R231 | 1 | 確認A6-633尺寸 |  |  |  |  | 0 | [8 empty] | A6 | [14 empty] | #DIVIDE BY ZERO | #DIVIDE BY ZERO
[6 empty] | SE-R23 Shielding Room (A6- 643) -Outside Dimension: L6.4 x W4.2 x H3.4m +/-5cm -Inside Dimension: L6.2 x W4.0 x H3.0m +/-5cm -Shielding effective: 30M - 18GHz > 100dB -Modular steel pan type by 2mm galvanized steel sheet -Painted on visual panel | A211.R233 | 1 | 確認A6-633尺寸‘ | [28 empty] | #DIVIDE BY ZERO | #DIVIDE BY ZERO
[6 empty] | SE-R23 Shielding Room (A8- 733) -Outside Dimension: L7.1 x W3.2 x H3.4m +/-5cm -Inside Dimension: L6.9 x W3.0 x H3.0m +/-5cm -Shielding effective: 30M - 18GHz > 100dB -Modular steel pan type by 2mm galvanized steel sheet -Painted on visual panel | A211.R234 | 1 | 確認A6-633尺寸‘ | [28 empty] | #DIVIDE BY ZERO | #DIVIDE BY ZERO
3-量產 | [5 empty] | SE-R24-Width 4m | A211.R24 | 1 | [14 empty] | Width 4m, (3.6 - 4.5 ) | [14 empty] | #DIVIDE BY ZERO | #DIVIDE BY ZERO
5-報價 | [5 empty] | SE-R24 Testing Shielding Room (A8-643) -Panel Outer dimension : L6.0 x W3.8 x H2.9m -Self support H-Beam on ceiling is H0.2m -Shielding effective: 30M - 18GHz > 100dB -Modular steel pan type shielded enclosure by 2mm galvanized steel sheet -Painted on visual panel |  | 1 | [14 empty] | 晶復 | [14 empty] | #DIVIDE BY ZERO | #DIVIDE BY ZERO
1-評估 | [5 empty] | SE-R24 Shielding enclosure(8/4/4) -Outside Dimension: L8.2 x W4.1x H4.1m +/-5cm -Inside Dimension: L7.9 x W3.8 x H3.8m +/-5cm -Shielding effective: 30M - 18GHz > 100dB -Modular steel pan type by 2mm galvanized steel sheet -Steel pillar for self support structure -Painted on visual panel | A211.R242 | 1 | [5 empty] | 0 | [23 empty] | #DIVIDE BY ZERO | #DIVIDE BY ZERO
1-評估 | [5 empty] | SE-R24 Shielding Room (7/4/3) -Outside Dimension: L7.2 x W4.0 x H2.9m +/-5cm -Inside Dimension: L7.1 x W3.9 x H2.6m +/-5cm -Shielding effective: 30M - 18GHz > 100dB -Modular steel pan type by 2mm galvanized steel sheet -Steel pillar for self support structure -Painted on visual panel | A211.R243 | 1 | [5 empty] | 0 | [8 empty] | A6 | [14 empty] | #DIVIDE BY ZERO | #DIVIDE BY ZERO
1-評估 | [5 empty] | SE-R24 Shielding Room (R6 7/4/3) -Outside Dimension: L7.2 x W4.2 x H3.2m +/-5cm -Inside Dimension: L6.9 x W3.9 x H2.9m +/-5cm -Shielding effective: 30M - 18GHz > 100dB -Modular steel pan type by 2mm galvanized steel sheet -Steel pillar for self support structure -Painted on visual panel | A211.R245 | 1 | [5 empty] | 0 | [8 empty] | 反射面F/D = 0.5, 因此尺寸較大 R8的反射面F/D = 0.41665 | [14 empty] | #DIVIDE BY ZERO | #DIVIDE BY ZERO
1-評估 | [5 empty] | SE-R24 Shielding Room (R8 10/4.6/3.6) -Outside Dimension: L10.0 x W4.6 x H3.6m +/-5cm -Inside Dimension: L9.7 x W4.3 x H3.3m +/-5cm -Shielding effective: 30M - 18GHz > 100dB -Modular steel pan type by 2mm galvanized steel sheet -Steel pillar for self support structure -Painted on visual panel | A211.R246 | 1 | [5 empty] | 0 | [8 empty] | 內長 970cm (反射面支架深50; 反射面焦距270; 焦點到靜區距離400(1.5倍焦距); 靜區深度90, 後牆距離 160) 內寬 430cm (反射面寬度210; 反射面到焦點距離60, 焦點到側牆距離100; 反射面到另一側牆距離60) 內高 330cm (反射面高度210; 反射面邊緣與天花板(地板)距離60) | [14 empty] | #DIVIDE BY ZERO | #DIVIDE BY ZERO
3-量產 | [5 empty] | SE-R25-Width 5m | A211.R25 | 1 | [14 empty] | Width 4m, (3.6 - 4.5 ) | [14 empty] | #DIVIDE BY ZERO | #DIVIDE BY ZERO
5-報價 | [7 empty] | 1 | [14 empty] | 晶復 | [14 empty] | #DIVIDE BY ZERO | #DIVIDE BY ZERO
3-量產 | [5 empty] | SE-R24 Shielding enclosure(966) -Outside Dimension: L9.2 x W5.7 x H5.7m +/-5cm -Inside Dimension: L9.2 x W5.5 x H5.5m +/-5cm -Shielding effective: 1 - 18GHz >100dB 18 - 60GHz >80 dB 60 - 90GHz >60 dB 90 - 110GHz >50dB -Modular steel pan type by 2mm galvanized steel sheet -10x10cm steal pillar for self support structure -Painted on visual panel | A211.R251 | 1 |  |  |  |  | 2500 | 2300 | [23 empty] | #DIVIDE BY ZERO | #DIVIDE BY ZERO
0-未開 |  |  |  |  | A211.R | SE-R3 EMC Anechoic Shielding Room(Except Absorber) | A211.R3 | 2.5 | [14 empty] | Inside height dimension: 3: 3.0m 以上 | [14 empty] | #DIVIDE BY ZERO | #DIVIDE BY ZERO
3-量產 | [5 empty] | SE-R33-Height 3m | A211.R33 | 3 | [14 empty] | Height 3m (2.6- 3.5) | [14 empty] | #DIVIDE BY ZERO | #DIVIDE BY ZERO
3-量產 | [5 empty] | SE-R34 Shielding enclosure(E2- 743) -Outside Dimension: L7.1 x W4.1 x H3.2m +/-5cm -Inside Dimension: L6.9 x W3.9 x H3.0m +/-5cm -Shielding effective: 30M - 18GHz > 100dB -Modular steel pan type by 2mm galvanized steel sheet -7x7cm steal pillar for self support structure -Painted on visual panel -Power Layout and construction included | A211.R331 | 1 |  |  |  |  | 1200 | 800 | [23 empty] | #DIVIDE BY ZERO | #DIVIDE BY ZERO
1-評估 | [5 empty] | SE-R33 Shielding Room(CR-633 Standard) -Outside Dimension: L6.4 x W3.0 x H3.0m +/-5cm -Shielding effective: 30M - 18GHz > 100dB -Modular steel pan type by 2mm galvanized steel sheet -Painted on visual panel | A211.R633 | [6 empty] | 700 | [23 empty] | #DIVIDE BY ZERO | #DIVIDE BY ZERO
[6 empty] | E1(6.4/3.0/3.0)電波隔離控制室 | B551-K-EMC-CR-S |  |  |  |  | 1 |  | 700 | [23 empty] | #DIVIDE BY ZERO | #DIVIDE BY ZERO
1-評估 | [5 empty] | SE-R33 Shielding Room(AR-333 Standard) -Outside Dimension: L3.0 x W3.0 x H3.0m +/-5cm -Shielding effective: 30M - 18GHz > 100dB -Modular steel pan type by 2mm galvanized steel sheet -Painted on visual panel | A211.R333 | [6 empty] | 450 | [23 empty] | #DIVIDE BY ZERO | #DIVIDE BY ZERO
[6 empty] | E1(3.0/3.0/3.0)電波隔離功放室 | B551-K-EMC-AR-S |  |  |  |  | 1 |  | 450 | [23 empty] | #DIVIDE BY ZERO | #DIVIDE BY ZERO
1-評估 | [5 empty] | SE-R33 Shielding Room(AR-233 Standard) -Outside Dimension: L3.0 x W2.0 x H3.0m +/-5cm -Shielding effective: 30M - 18GHz > 100dB -Modular steel pan type by 2mm galvanized steel sheet -Painted on visual panel | A211.R323 | [6 empty] | 400 | [23 empty] | #DIVIDE BY ZERO | #DIVIDE BY ZERO
[6 empty] | E1(3.0/2.0/3.0)電波隔離功放室 | B551-K-EMC-AR-S2 |  |  |  |  | 1 |  | 400 | [23 empty] | #DIVIDE BY ZERO | #DIVIDE BY ZERO
3-量產 | [5 empty] | SE-R34-Height 4m | A211.R34 | 1 | [14 empty] | Height 4m (3.6- 4.5) | [14 empty] | #DIVIDE BY ZERO | #DIVIDE BY ZERO
3-量產 | [5 empty] | SE-R34 Shielding enclosure(E2- 744) -Outside Dimension: L7.1 x W4.1 x H4.2m +/-5cm -Inside Dimension: L6.9 x W3.9 x H3.9m +/-5cm -Shielding effective: 30M - 18GHz > 100dB -Modular steel pan type by 2mm galvanized steel sheet -7x7cm steal pillar for self support structure -Painted on visual panel -Power Layout and construction included | A211.R341 | 1 |  |  |  |  | 1400 | 1270 | [23 empty] | #DIVIDE BY ZERO | #DIVIDE BY ZERO
5-報價 |  | 0 | A1 |  | A163.A01 | SE-R34 Shielding Room(E7-884 Standard) -Panel outside Dimension: L8.1 x W8.1 x H4.5m -Modular steel pan type shielded enclosure by 2mm galvanized steel sheet -Painted on visual panel -Self support structure cover shielding enclosure | A211.R342 | [15 empty] | Q20446-Cambodia ITC Q20108-Vietnam Viettel |  |  | #DIVIDE BY ZERO |  | 0 | #DIVIDE BY ZERO | #UNPARSEABLE | #BLOCKED |  | 0 | #DIVIDE BY ZERO | 0 | 0 | 0 | #DIVIDE BY ZERO | #DIVIDE BY ZERO
3-量產 |  | 0 | A |  | A163.A01 | SE-R34 Shielding Room(E7-774) -Panel outside Dimension: L7.1 x W7.1 x H4.5m -Modular steel pan type shielded enclosure by 2mm galvanized steel sheet -Painted on visual panel -Self support structure cover shielding enclosure | A211.R343 | [18 empty] | #DIVIDE BY ZERO |  | 0 | #DIVIDE BY ZERO | #UNPARSEABLE | #BLOCKED |  | 0 | #DIVIDE BY ZERO | 0 | 0 | 0 | #DIVIDE BY ZERO | #DIVIDE BY ZERO
5-報價 |  | 0 |  |  | A163.A01 | SE-R34 Shielding Room(E7-1284) -Panel outside Dimension: L12.2 x W8.1 x H4.5m -Modular steel pan type shielded enclosure by 2mm galvanized steel sheet -Painted on visual panel -Self support structure cover shielding enclosure | A211.R344 | [18 empty] | #DIVIDE BY ZERO |  | 0 | #DIVIDE BY ZERO | #UNPARSEABLE | #BLOCKED |  | 0 | #DIVIDE BY ZERO | 0 | 0 | 0 | #DIVIDE BY ZERO | #DIVIDE BY ZERO
1-評估 | [5 empty] | SE-R34 Shielding Room(E3-844)(3M SAC-EMS) -Panel outside Dimension: L8.0 x W4.2 x H4.0 m+/-5cm -Shielding effective: 30M - 18GHz > 100dB -Modular steel pan type by 2mm galvanized steel sheet -Steel pillar for self support structure -Painted on visual panel | A211.R345 | [6 empty] | 1100 | [23 empty] | #DIVIDE BY ZERO | #DIVIDE BY ZERO
[6 empty] | EMC 3m(8.0/4.2/4.0)半電波暗室 | B561-K-EMC-844-SS | [6 empty] | 1100 | [8 empty] | -標準(1.2Wx2.1H)電動半自動扇門*1 -標準數量 通風網*4, 升降LED燈*4 需搭配AP ROOM | [14 empty] | #DIVIDE BY ZERO | #DIVIDE BY ZERO
1-評估 | [5 empty] | SE-R34 Shielding Room(E3-844)(3M FAC-EMS) -Panel outside Dimension: L8.0 x W4.2 x H4.0 m+/-5cm -Shielding effective: 30M - 18GHz > 100dB -Modular steel pan type by 2mm galvanized steel sheet -Steel pillar for self support structure -Painted on visual panel | A211.R346 | [6 empty] | 1150 | [23 empty] | #DIVIDE BY ZERO | #DIVIDE BY ZERO
[6 empty] | EMC 3m(8.0/4.2/4.0)全電波暗室 | B561-K-EMC-844-FS | [6 empty] | 1150 | [8 empty] | -標準(1.2Wx2.1H)電動半自動扇門*1 -標準數量 通風網*4, 升降LED燈*4 需搭配AP ROOM | [14 empty] | #DIVIDE BY ZERO | #DIVIDE BY ZERO
3-量產 | [5 empty] | SE-R35-Height 5m | A211.R35 | 1 | [14 empty] | Height 5m (4.6- 5.5) | [14 empty] | #DIVIDE BY ZERO | #DIVIDE BY ZERO
3-量產 | [5 empty] | SE-R36-Height 6m | A211.R36 | 1 | [14 empty] | Height 6m (5.6- 6.5) | [14 empty] | #DIVIDE BY ZERO | #DIVIDE BY ZERO
1-評估 | [5 empty] | SE-R36 Shielding Room(E3-966)(EMI/EMC) -Panel outside Dimension: L9.4 x W6.2 x H6.3m+/-5cm -Shielding effective: 30M - 18GHz > 100dB -Modular steel pan type by 2mm galvanized steel sheet -Steel pillar for self support structure -Painted on visual panel | A211.R360 | 1 | [5 empty] | 2450 | [23 empty] | #DIVIDE BY ZERO | #DIVIDE BY ZERO
[6 empty] | EMC 3m(9.4/6.2/6.3)半電波暗室 | B561-K-EMC-966-S0.3-18 |  |  |  |  | 1 |  | 2450 | [8 empty] | -標準(1.2Wx2.1H)電動半自動扇門*1 -標準數量 通風網*4, 升降LED燈*4 隔離度30MHz-18GHz>100dB | [14 empty] | #DIVIDE BY ZERO | #DIVIDE BY ZERO
1-評估 | [5 empty] | SE-R36 Shielding Room(E3-966)(3M SAC-EMI/EMC)40GHz -Panel outside Dimension: L9.4 x W6.2 x H6.3m+/-5cm -Shielding effective: 30M - 40GHz > 100dB -Modular steel pan type by 2mm galvanized steel sheet -Steel pillar for self support structure -Painted on visual panel | A211.R361 | 1 | [5 empty] | 2650 | [23 empty] | #DIVIDE BY ZERO | #DIVIDE BY ZERO
[6 empty] | EMC 3m(9.4/6.2/6.3)半電波暗室 40GHz | B561-K-EMC-966-S-0.30-40 |  |  |  |  | 1 |  | 2650 | [8 empty] | -標準(1.2Wx2.1H)電動半自動扇門*1 -標準數量 通風網*4, 升降LED燈*4 隔離度30MHz-40GHz>100dB | [14 empty] | #DIVIDE BY ZERO | #DIVIDE BY ZERO
1-評估 | [5 empty] | SE-R36 Shielding Room(E3-966)(EMI/EMC)14KHz -Panel outside Dimension: L9.4 x W6.2 x H6.3m+/-5cm -Shielding effective: 14KHz-30MHz > 80dB, 30MHz - 18GHz > 100dB -Modular steel pan type by 2mm galvanized steel sheet -Steel pillar for self support structure -Painted on visual panel | A211.R362 | 1 | [5 empty] | 2450 | [23 empty] | #DIVIDE BY ZERO | #DIVIDE BY ZERO
[6 empty] | EMC 3m(9.4/6.2/6.3)半電波暗室 14KHz | B561-K-EMC-966-S-014-18 |  |  |  |  | 1 |  | 2450 | [8 empty] | -標準(1.2Wx2.1H)電動半自動扇門*1 -標準數量 通風網*4, 升降LED燈*4 隔離度14KHz-18GHz>100dB | [14 empty] | #DIVIDE BY ZERO | #DIVIDE BY ZERO
1-評估 | [5 empty] | SE-R36 Shielding Room(E3-966)(3M FAC/RF) -Panel outside Dimension: L9.4 x W6.2 x H6.3m+/-5cm -Shielding effective: 30M - 18GHz > 100dB -Modular steel pan type by 2mm galvanized steel sheet -Steel pillar for self support structure -Painted on visual panel | A211.R363 | 1 | [5 empty] | 2500 | [23 empty] | #DIVIDE BY ZERO | #DIVIDE BY ZERO
[6 empty] | EMC 3m(9.4/6.2/6.3)全電波暗室 | B561-K-EMC-966-F |  |  |  |  | 1 |  | 2500 | [8 empty] | -標準(1.2Wx2.1H)電動半自動扇門*1 -標準數量 通風網*4, 升降LED燈*4 | [14 empty] | #DIVIDE BY ZERO | #DIVIDE BY ZERO
3-量產 | [5 empty] | SE-R37-Height 7m | A211.R37 | 1 | [14 empty] | Height 7m (6.6- 7.5) | [14 empty] | #DIVIDE BY ZERO | #DIVIDE BY ZERO
1-評估 | [5 empty] | SE-R37 Shielding Room(E5-1277)(EMI/RF) -Panel outside Dimension: L12 x W7.2 x H7.3m +/-5cm -Shielding effective: 30M - 18GHz > 100dB -Modular steel pan type by 2mm galvanized steel sheet -Steel pillar for self support structure -Painted on visual panel | A211.R370 | 1 |  |  |  |  | 4500 | 3000 | [23 empty] | #DIVIDE BY ZERO | #DIVIDE BY ZERO
[6 empty] | E5(12/7.2/7.3)全電波暗室 | B561-K-EMC-1277-F.0 | [6 empty] | 3000 | [23 empty] | #DIVIDE BY ZERO | #DIVIDE BY ZERO
3-量產 | [5 empty] | SE-R38-Height 8m | A211.R38 | 1 | [14 empty] | Height 8m (7.6- 8.7) | [14 empty] | #DIVIDE BY ZERO | #DIVIDE BY ZERO
3-量產 | [5 empty] | SE-R39-Height 9m | A211.R39 | 1 | [14 empty] | Height 9m (8.8- 9.9) | [14 empty] | #DIVIDE BY ZERO | #DIVIDE BY ZERO
3-量產 | [5 empty] | SE-R30-Height 10m以上 | A211.R30 | 1 | [14 empty] | Height 10m (10.0以上) | [14 empty] | #DIVIDE BY ZERO | #DIVIDE BY ZERO
0-未開 |  |  |  |  | A211.R | SE-R4 Cubic Shielding Room | A211.R4 | 2.5 | [14 empty] | Inside height dimension: 3: 5.7m 以上 | [14 empty] | #DIVIDE BY ZERO | #DIVIDE BY ZERO
[6 empty] | SE-R43-Width 3m | A211.R43 | 1 | [14 empty] | Width 3m | [14 empty] | #DIVIDE BY ZERO | #DIVIDE BY ZERO
1-評估 | [5 empty] | SE-R23 Cubic Shielding Room (M3-0.8m-compact size) -Outside Dimension: L3.0 x W2.7 x H2.7m +/-5cm -Inside Dimension: L2.9 x W2.6 x H2.6m +/-5cm -Shielding effective: 30M - 18GHz > 100dB -Modular steel pan type by 2mm galvanized steel sheet -Steel pillar for self support structure -Painted on visual panel | A211.R431 | 1 |  |  |  | 1 | [10 empty] | M3-0.8m-compact size | [14 empty] | #DIVIDE BY ZERO | #DIVIDE BY ZERO
1-評估 | [5 empty] | SE-R23 Cubic Shielding Room (M-Class-1.0m-333) -Outside Dimension: L3.0x W3.0 x H3.2m +/-5cm (include H-beam) -Inside Dimension: L2.9 x W2.9 x H2.9m +/-5cm -Shielding effective: 30M - 18GHz > 100dB -Modular steel pan type by 2mm galvanized steel sheet -Steel pillar for self support structure -Painted on visual panel | A211.R432 | 1 |  |  |  | 1 |  | 0 | [8 empty] | M-Class-1.0m | [14 empty] | #DIVIDE BY ZERO | #DIVIDE BY ZERO
[6 empty] | SE-R43 Cubic Shielding Room (M3-1.2m-333) -Outside Dimension: L3.2 x W3.2 x H3.2m +/-5cm -Inside Dimension: L3.0 x W3.0 x H3.0m +/-5cm -Shielding effective: 30M - 18GHz > 100dB -Modular steel pan type by 2mm galvanized steel sheet -Painted on visual panel |  | 1 |  |  |  |  | 660 | 400 | [23 empty] | #DIVIDE BY ZERO | #DIVIDE BY ZERO
3-量產 | [5 empty] | SE-R44-Width 4m | A211.R44 | 1 | [14 empty] | Width 4m | [14 empty] | #DIVIDE BY ZERO | #DIVIDE BY ZERO
1-評估 | [5 empty] | SE-R24 Cubic Shielding Room (M-Class-1.5m-444) -Outside Dimension: L4.2 x W4.2 x H4.2m +/-5cm (include beam-column) -Inside Dimension: L3.9 x W3.9 x H3.9m +/-5cm -Shielding effective: 30M - 18GHz > 100dB -Modular steel pan type by 2mm galvanized steel sheet -Steel pillar for self support structure -Painted on visual panel | A211.R441 | 1 |  |  |  | 1 |  | 0 | [8 empty] | M-Class-1.5m | [14 empty] | #DIVIDE BY ZERO | #DIVIDE BY ZERO
[6 empty] | SE-R44 Cubic Shielding Room (M3-1.5m-444) -Outside Dimension: L4.1 x W4.1 x H4.2m +/-5cm -Inside Dimension: L3.9 x W3.9 x H3.9m +/-5cm -Shielding effective: 30M - 18GHz > 100dB -Modular steel pan type by 2mm galvanized steel sheet -7x7cm steal pillar for self support structure -Painted on visual panel |  | 1 |  |  |  |  | 1000 | 700 | [23 empty] | #DIVIDE BY ZERO | #DIVIDE BY ZERO
[6 empty] | SE-R44 Cubic Shielding Room (M4-1.5m-444) -Outside Dimension: L4.1 x W4.1 x H4.2m +/-5cm -Inside Dimension: L3.9 x W3.9 x H3.9m +/-5cm -Shielding effective: 30M - 18GHz > 100dB -Modular steel pan type by 2mm galvanized steel sheet -7x7cm steal pillar for self support structure -Painted on visual panel |  | 1 |  |  |  |  | 1000 | 700 | [23 empty] | #DIVIDE BY ZERO | #DIVIDE BY ZERO
3-量產 | [5 empty] | SE-R45-Width 5m | A211.R45 | 1 | [14 empty] | Width 5m | [14 empty] | #DIVIDE BY ZERO | #DIVIDE BY ZERO
1-評估 | [5 empty] | SE-R25 Cubic Shielding Room (M-Class-2.0m-555) -Outside Dimension: L5.2 x W5.2 x H5.2m +/-5cm (include beam-column) -Inside Dimension: L4.9 x W4.9 x H4.9m +/-5cm -Shielding effective: 30M - 18GHz > 100dB -Modular steel pan type by 2mm galvanized steel sheet -Steel pillar for self support structure -Painted on visual panel | A211.R451 | 1 |  |  |  | 1 |  | 0 | [8 empty] | M-Class-2.0m | [14 empty] | #DIVIDE BY ZERO | #DIVIDE BY ZERO
0-未開 |  |  |  |  | A211.R | SE-R5 Bulkhead Shielding Room | A211.R5 | 2.5 | [14 empty] | Inside height dimension: 3: 5.7m 以上 | [14 empty] | #DIVIDE BY ZERO | #DIVIDE BY ZERO
[6 empty] | SE-R51-Width 1m | A211.R51 | [30 empty] | #DIVIDE BY ZERO | #DIVIDE BY ZERO
[6 empty] | SE-R52-Width 2m | A211.R52 | [30 empty] | #DIVIDE BY ZERO | #DIVIDE BY ZERO
[6 empty] | SE-R53-Width 3m | A211.R53 | [30 empty] | #DIVIDE BY ZERO | #DIVIDE BY ZERO
3-量產 | [5 empty] | SE-R54-Width 4m | A211.R54 | [30 empty] | #DIVIDE BY ZERO | #DIVIDE BY ZERO
[6 empty] | SE-R55-Width 5m | A211.R55 | [30 empty] | #DIVIDE BY ZERO | #DIVIDE BY ZERO
[6 empty] | SE-R56-Width 6m | A211.R56 | [30 empty] | #DIVIDE BY ZERO | #DIVIDE BY ZERO
[6 empty] | SE-R57-Width 7m | A211.R57 | [30 empty] | #DIVIDE BY ZERO | #DIVIDE BY ZERO
[6 empty] | SE-R58-Width 8m以上 | A211.R58 | [30 empty] | #DIVIDE BY ZERO | #DIVIDE BY ZERO
7-預計上架 |  |  |  |  | A211.R | SE-R8 Standard SE Accessorices | A211.R8 | 2.5 | [14 empty] | Inside height dimension: 3: 5.7m 以上 | [14 empty] | #DIVIDE BY ZERO | #DIVIDE BY ZERO
7-預計上架 | [5 empty] | SE-R81-General SE accessories | A211.R81 | 2.6 | [29 empty] | #DIVIDE BY ZERO | #DIVIDE BY ZERO
7-預計上架 | [5 empty] | SE-R811-Package-1 General SE accessories | A211.R811 | 3 | [29 empty] | #DIVIDE BY ZERO | #DIVIDE BY ZERO
7-預計上架 |  | Y |  |  | A211.PON | SE-B Shielding Box | A211.B | 2 | 隔離箱A211.211031 |  |  | 1 | #UNPARSEABLE | #UNPARSEABLE | #BLOCKED |  |  |  | 0 | 式 |  |  | Q21103 | #BLOCKED | #BLOCKED | #BLOCKED | 1300000 | #BLOCKED | #BLOCKED | #UNPARSEABLE | #BLOCKED | 60000 | #BLOCKED | #BLOCKED
0-未開 |  |  |  |  | A211.B | SE-B1 System Shielding Box | A211.B1 | 2.5 | [29 empty] | #DIVIDE BY ZERO | #DIVIDE BY ZERO
[6 empty] | SE-B11 A-Class | [31 empty] | #DIVIDE BY ZERO | #DIVIDE BY ZERO
7 | [5 empty] | SE-B11 Shielding Box(A1)(天線在上方) -Outside Dimension: L30 x W30 x H30cm -Shielding effective: 30M - 18GHz > 100dB -Modular steel pan type shielded enclosure by 2mm galvanized steel sheet -Painted on visual panel | A211.B110 | [5 empty] | 500 | 350 | [23 empty] | #DIVIDE BY ZERO | #DIVIDE BY ZERO
6-Bill firm | [5 empty] | SE-B11 Single Zoon Shielding Box(A1) -Outside Dimension: L30 x W30 x H30cm -Shielding effective: 30M - 18GHz > 100dB -Modular steel pan type shielded enclosure by 2mm galvanized steel sheet -Painted on visual panel | A211.B113 | [5 empty] | 500 | 350 | [23 empty] | #DIVIDE BY ZERO | #DIVIDE BY ZERO
[6 empty] | SE-B15 R-Class | [31 empty] | #DIVIDE BY ZERO | #DIVIDE BY ZERO
6-Bill firm | [5 empty] | SE-B15 Single Zoon Shielding Box(R1) -Outside Dimension: L30 x W30 x H30cm -Shielding effective: 30M - 18GHz > 100dB -Modular steel pan type shielded enclosure by 2mm galvanized steel sheet -Painted on visual panel | A211.B153 | [5 empty] | 500 | 350 | [23 empty] | #DIVIDE BY ZERO | #DIVIDE BY ZERO
[6 empty] | SE-B16 M-Class | [31 empty] | #DIVIDE BY ZERO | #DIVIDE BY ZERO
6-Bill firm | [5 empty] | SE-B13 Shielding Box (for throughput) -Shielding enclosures dimension: L70 x W70 x H120 +/-5cm -Shielding swing door: W40 x H40 cm, auto-latching x1 -Shielding effective: 2.0 GHz - 8.0 GHz > 80 dB -Signal filter: RJ-45 10Gbps x5, RJ-45 1Gbps filter x1, USB3.0 x2, USB2.0 x1 -Power filter: 100-280VAC single phase 2 wire 16A x2 -Honeycomb Air Vent: Dimension: 0.1 x 0.1m (L/W) x1 -Painted on visual panel | A211.B131 | [6 empty] | 0 | [23 empty] | #DIVIDE BY ZERO | #DIVIDE BY ZERO
5-報價 | [5 empty] | B13 Single Zoon Shielding Box -Outside Dimension: L70 x W70 x H120cm -Shielding effective: 2.0 GHz - 8.0 GHz > 80 dB -Include RJ-45 Giga Lan filter 1 setInclude SMA adaptor 4 set -Painted on visual panel | A211.B13 | 3 |  |  |  |  | 500 | 350 | [23 empty] | #DIVIDE BY ZERO | #DIVIDE BY ZERO
5-報價 | [5 empty] | SE-B16 Single Zoon Shielding box -Working frequency: 2.0G - 8.0GHz -Shielding Effective : > 80dB -Outside Dimension: L100 x W100 x H100cm -Painted on visual panel -Auto-lautching shielding Swing Door: W0.75 x H0.75m -AC Filter *1 / USB2.0*1 / USB3.0*1 / RJ4510G*2 / SMA to 18G*15 -AB-X1 EPP Absorber included -Shelf: H80cm included wheels -Shielding Effective : 2.4GHz ~ 8.0GHz > 80dB -Shielding Effective test by Atenlab before shipment -Test Frequency: 2.4G/5G/7GHz -According EN50147-1 standard | A211.B161 | [5 empty] | 350 | 350 | 280 | [7 empty] | P21156-鴻齡 | [14 empty] | #DIVIDE BY ZERO | #DIVIDE BY ZERO
5-報價 | [5 empty] | SE-Shielding box -Working frequency: 2.0G - 8.0GHz -Shielding Effective : > 80dB -Outside Dimension: L90 x W200 x H80cm -Painted on visual panel -Auto-lautching shielding Swing Door: W0.6 x H0.6m -AC Filter *1 / RJ4510G*2 / 2"wavwguide*1 -Shelf: H100cm included wheels -Shielding Effective : 2.4GHz ~ 8.0GHz > 80dB -Shielding Effective test by Atenlab before shipment -Test Frequency: 2.4G/5G/7GHz -According EN50147-1 standard | A211.B171 | [5 empty] | 350 | 350 | 280 | [7 empty] | P21138-晶復 | [14 empty] | #DIVIDE BY ZERO | #DIVIDE BY ZERO
[6 empty] | SE-B11 Single Zoon Shielding Box -Outside Dimension: L30 x W30 x H30cm -Shielding effective: 30M - 18GHz > 100dB -Modular steel pan type shielded enclosure by 2mm galvanized steel sheet -Painted on visual panel | A211.B111 | [5 empty] | 500 | 350 | [23 empty] | #DIVIDE BY ZERO | #DIVIDE BY ZERO
[6 empty] | SE-B12 Single Zoon Shielding Box -Outside Dimension: L60 x W60 x H50cm -Shielding effective: 30M - 18GHz > 100dB -Modular steel pan type shielded enclosure by 2mm galvanized steel sheet -Painted on visual panel | A211.B12 | [5 empty] | 500 | 350 | [23 empty] | #DIVIDE BY ZERO | #DIVIDE BY ZERO
[6 empty] | SE-B12-120 Shielding Box -Outside Dimension: L60 x W60 x H120cm -Shielding effective: 30M - 18GHz > 100dB -Modular steel pan type shielded enclosure by 2mm galvanized steel sheet -Painted on visual panel | A211.B121 | [30 empty] | #DIVIDE BY ZERO | #DIVIDE BY ZERO
7 |  |  |  |  | A211.B | SE-B3 Vertical Box System(B21(A-Class), B25- with monitor (R Class), B27-M-Class) | A211.B3 | 2.5 | [29 empty] | #DIVIDE BY ZERO | #DIVIDE BY ZERO
7 | [5 empty] | SE-B51 Vertical Shielding Box(A2) -Outside Dimension: L117 x W78 x H190cm -Shielding effective: 0.5 GHz - 18GHz > 100dB -4 wheels for moving -Weight: 400kg include the positioner | A211.B310 | [6 empty] | 0 | [23 empty] | #DIVIDE BY ZERO | #DIVIDE BY ZERO
7 | [5 empty] | SE-B55 Vertical Shielding Box(R2) -Outside Dimension: L117 x W78 x H190cm -Shielding effective: 18 GHz - 50GHz > 60dB -4 wheels for moving -Weight: 400kg include the positioner | A211.B350 | [6 empty] | 0 | [23 empty] | #DIVIDE BY ZERO | #DIVIDE BY ZERO
6-Bill firm | [5 empty] | SE-B31 Horizontal Box(A3) -Outside Dimension: L117 x W78 x H190cm -Shielding effective: 18 GHz - 50GHz > 60dB -4 wheels for moving -Weight: 400kg include the positioner | A211.B3313 | [6 empty] | 0 | [23 empty] | #DIVIDE BY ZERO | #DIVIDE BY ZERO
0-未開 | [5 empty] | SE-B57 Vertical Shielding Box(M2) -Outside Dimension: L117 x W78 x H190cm -Shielding effective: 0.5 GHz - 18GHz > 100dB -4 wheels for moving -Weight: 400kg include the positioner | A211.B573 | [6 empty] | 0 | [23 empty] | #DIVIDE BY ZERO | #DIVIDE BY ZERO
7-預計上架 |  |  |  |  | A211.B | SE-B2 Manually Shielding Box | A211.B2 | 2.5 | [29 empty] | #DIVIDE BY ZERO | #DIVIDE BY ZERO
[6 empty] | SE-B21 Width under 30cm | A211.B21 | [30 empty] | #DIVIDE BY ZERO | #DIVIDE BY ZERO
[6 empty] | SE-B211 Height Under 30cm | A211.B211 | [30 empty] | #DIVIDE BY ZERO | #DIVIDE BY ZERO
[6 empty] | SE-B211-1 Long under 30cm | A211.B211.1 | [30 empty] | #DIVIDE BY ZERO | #DIVIDE BY ZERO
7 | [5 empty] | SE-B211 Manually Shielding Box (<30cm) -Outside Dimension: L30 x W30 x H30cm -Shielding effective: 30M - 18GHz > 100dB -Modular steel pan type shielded enclosure by 2mm galvanized steel sheet -Painted on visual panel | A211.B211.101 | [5 empty] | 100 | 500 | [23 empty] | #DIVIDE BY ZERO | #DIVIDE BY ZERO
7 | [5 empty] | SE-B212 Manually Shielding Box (<60cm) -Outside Dimension: L60 x W60 x H60cm -Shielding effective: 30M - 18GHz > 100dB -Modular steel pan type shielded enclosure by 2mm galvanized steel sheet -Painted on visual panel | A211.B212 | [5 empty] | 200 | 600 | [23 empty] | #DIVIDE BY ZERO | #DIVIDE BY ZERO
7 | [5 empty] | SE-B213 Manually Shielding Box (<90cm) -Outside Dimension: L90 x W90 x H90cm -Shielding effective: 30M - 18GHz > 100dB -Shielding door: W80 x H80cm -Modular shielded panel by 2mm galvanized steel sheet -Painted white color | A211.B213 | [5 empty] | 300 | 700 | [23 empty] | #DIVIDE BY ZERO | #DIVIDE BY ZERO
7-預計上架 |  |  |  |  | A211.B | SE-B3 Auto-latching Shielding Box | A211.B3 | 2.5 | [29 empty] | #DIVIDE BY ZERO | #DIVIDE BY ZERO
[6 empty] | SE-B21 Width under 30cm | A211.B21 | [30 empty] | #DIVIDE BY ZERO | #DIVIDE BY ZERO
[6 empty] | SE-B211 Height Under 30cm | A211.B211 | [30 empty] | #DIVIDE BY ZERO | #DIVIDE BY ZERO
[6 empty] | SE-B211-1 Long under 30cm | A211.B211.1 | [30 empty] | #DIVIDE BY ZERO | #DIVIDE BY ZERO
7 | [5 empty] | SE-B211 Manually Shielding Box (<30cm) -Outside Dimension: L30 x W30 x H30cm -Shielding effective: 30M - 18GHz > 100dB -Modular steel pan type shielded enclosure by 2mm galvanized steel sheet -Painted on visual panel | A211.B211.101 | [5 empty] | 100 | 500 | [23 empty] | #DIVIDE BY ZERO | #DIVIDE BY ZERO
7 | [5 empty] | SE-B212 Manually Shielding Box (<60cm) -Outside Dimension: L60 x W60 x H60cm -Shielding effective: 30M - 18GHz > 100dB -Modular steel pan type shielded enclosure by 2mm galvanized steel sheet -Painted on visual panel | A211.B212 | [5 empty] | 200 | 600 | [23 empty] | #DIVIDE BY ZERO | #DIVIDE BY ZERO
7 | [5 empty] | SE-B213 Manually Shielding Box (<90cm) -Outside Dimension: L90 x W90 x H90cm -Shielding effective: 30M - 18GHz > 100dB -Shielding door: W80 x H80cm -Modular shielded panel by 2mm galvanized steel sheet -Painted white color | A211.B213 | [5 empty] | 300 | 700 | [23 empty] | #DIVIDE BY ZERO | #DIVIDE BY ZERO
0-未開 |  |  |  |  | A211.B | SE-B5 Bulkhead Shielding Box | A211.B5 | 2.5 | [29 empty] | #DIVIDE BY ZERO | #DIVIDE BY ZERO
6-Bill firm | [5 empty] | SE-B51 | A211.B51 | [6 empty] | 0 | [23 empty] | #DIVIDE BY ZERO | #DIVIDE BY ZERO
7-預計上架 |  |  |  |  | A211.B | SE-B7 Special Shielding box | A211.B7 | 2.5 | [29 empty] | #DIVIDE BY ZERO | #DIVIDE BY ZERO
0-未開 | [5 empty] | SE-B73 Shielding projector | A211.B73 | [5 empty] | 150 | 80 | [8 empty] | Q21103 | [14 empty] | #DIVIDE BY ZERO | #DIVIDE BY ZERO
[6 empty] | ODM Shielding box for XiaoMi 150 projector ONLY -Outer dimension : L62 x W62 x H15cm -Honeycomb vent : L6 x W6cm (2 set on right & left sides) -Conductive glass size : depend on projector(1 set on top side) -Conductive glass on Top window -Open & Close handle included -Power filter box & FST & FC connector with feedthrough panel -Universal power socket in shielding box | A211.B811 |  | A211.211031 | [13 empty] | Q21103 | [14 empty] | #DIVIDE BY ZERO | #DIVIDE BY ZERO
[6 empty] | ODM Converter box -HDMI to FO converter -SC to ST connect cable -ST Fiber cable included | A211.B812 |  | A211.211031 | [13 empty] | Q21103 | [14 empty] | #DIVIDE BY ZERO | #DIVIDE BY ZERO
[6 empty] | SE-B11 Shielding Box -Outside Dimension: L120 x W120 x H120cm -Shielding effective: 2.4GHz - 5GHz > 100dB -Modular steel pan type shielded enclosure by 2mm galvanized steel sheet -Painted on visual panel -SE-D11 Manually Shielding Swing Door(Standard) -Dimension W0.6 x H0.6m -AC Filter *1 -Absorber | A211.B813
[6 empty] | Shielding box -Outside Dimension: L100 x W100 x H100cm -Painted on visual panel -Manually Shielding Swing Door Dimension W0.75 x H0.75m -AC Filter *1 / USB2.0*1 / USB3.0*1 / RJ4510G*2 / SMA to 18G*15 -Absorber -wheel (需要腳架含輪子) H80cm | A211.B814
7-預計上架 | [5 empty] | SE-B75 Shielding rack | A211.B75 | [5 empty] | 150 | 80 | [8 empty] | Q21103 | [14 empty] | #DIVIDE BY ZERO | #DIVIDE BY ZERO
[6 empty] | SE-B811 10U Shielding rack - | A211.B811 |  | A211.211031 | [13 empty] | Q21103 | [14 empty] | #DIVIDE BY ZERO | #DIVIDE BY ZERO
[6 empty] | SE-B812 20U Shielding rack - | A211.B812 |  | A211.211031 | [13 empty] | Q21103 | [14 empty] | #DIVIDE BY ZERO | #DIVIDE BY ZERO
[6 empty] | SE-B813 32U Shielding rack - | A211.B813 |  | A211.211031 | [13 empty] | Q21103 | [14 empty] | #DIVIDE BY ZERO | #DIVIDE BY ZERO
7-預計上架 |  |  |  |  | A211.B | SE-B8 Shielding box accessories | A211.B8 | 2.5 | [29 empty] | #DIVIDE BY ZERO | #DIVIDE BY ZERO
[6 empty] | SE-B81 Access panel | [31 empty] | #DIVIDE BY ZERO | #DIVIDE BY ZERO
7 | [5 empty] | SE-B811 Access panel(<10cm) -Dimension: H10 x W7 cm -2.4mm Coaxial Adaptor x 7 -SMA Jack to Jack x 10 -Straight tip fiber optic connector (ST) x 4 -2" Waveguide tube for extension cable through, 1 set | A211.B811 | [5 empty] | 500 | 350 | [23 empty] | #DIVIDE BY ZERO | #DIVIDE BY ZERO
7 | [5 empty] | SE-B812 Access panel(<20cm) -Dimension: H20 x W10 cm -2.4mm Coaxial Adaptor x 7 -SMA Jack to Jack x 10 -Straight tip fiber optic connector (ST) x 4 -2" Waveguide tube for extension cable through, 1 set | A211.B812 | [5 empty] | 500 | 350 | [23 empty] | #DIVIDE BY ZERO | #DIVIDE BY ZERO
7 | [5 empty] | SE-B812 Access panel(<30cm) -Dimension: H30 x W20 cm -SMA Jack to Jack x 4 -N-Type x 2 -Power filter: Single phase 100 - 240VAC/16A x 1 -RJ45 filter: 1Gbps x 1 -USB filter: 3.0 x 2 -DC filter: 2pin /5A x 1 -1" Waveguide tube for extension cable through x 1 | A211.B813 | [5 empty] | 500 | 350 | [23 empty] | #DIVIDE BY ZERO | #DIVIDE BY ZERO
7-預計上架 |  | Y |  |  | A211.PON | SE-D Shielding door | A211.D | 2 |  |  |  | 1 | #UNPARSEABLE | #UNPARSEABLE | #BLOCKED |  |  |  | 0 | 式 |  |  |  | #BLOCKED | #BLOCKED | #BLOCKED | 1300000 | #BLOCKED | #BLOCKED | #UNPARSEABLE | #BLOCKED | 60000 | #BLOCKED | #BLOCKED
7-預計上架 |  |  |  |  | A211.D | SE-D1 - Manually | A211.D1 | [30 empty] | #DIVIDE BY ZERO | #DIVIDE BY ZERO
3-量產 |  |  |  |  | A211.D1 | SE-D11 Manually Shielding Swing Door(Standard) -Dimension W1.0 x H2.1m -Manually blade contact -Shielding effective: 30M - 18GHz > 100dB | A211.D110 | [30 empty] | #DIVIDE BY ZERO | #DIVIDE BY ZERO
1-評估 |  |  |  |  | A211.D1 | SE-D11 Flat Shielding Swing Door -Dimension W50 x H56 cm -Blade contact manual operate -Shielding effective: 30 GHz - 18GHz > 80dB | A211.D121 | [15 empty] | R2 | [14 empty] | #DIVIDE BY ZERO | #DIVIDE BY ZERO
[6 empty] | SE-D12 Manually Shielding Swing Door -Dimension W1.2 x H2.1m -Manually blade contact -Shielding effective: 30M - 18GHz > 100dB | A211.D121 | [30 empty] | #DIVIDE BY ZERO | #DIVIDE BY ZERO
7-預計上架 |  |  |  |  | A211.D | SE-D2 - Auto Latching Shielding Swing Door | A211.D2 | [30 empty] | #DIVIDE BY ZERO | #DIVIDE BY ZERO
7 |  | 0 |  |  | A173.A05 | SE-D21 Shielding Swing Door -Dimension W1.0 x H2.0m -Blade contact auto-latching -Shielding effective: 30M - 18GHz > 100dB -Manual operation for emergency | A211.D211 |  | 確認A6-633尺寸 |  |  | 1 |  | 0 | [8 empty] | A6/ M3 | 0 |  | #DIVIDE BY ZERO |  | 0 | #DIVIDE BY ZERO | #UNPARSEABLE | #BLOCKED |  | 0 | #DIVIDE BY ZERO | 0 | 0 | 0 | #DIVIDE BY ZERO | #DIVIDE BY ZERO
7 |  | 0 |  |  | A173.A05 | SE-D22 50GHz Shielding Swing Door -Dimension W1.0 x H2.0m -Blade contact auto-latching -Shielding effective: 30M - 50GHz > 100dB -Manual operation for emergency | A211.D212 |  | 確認A6-633尺寸 |  |  | 1 |  | 0 | [8 empty] | A6/ M3 | 0 |  | #DIVIDE BY ZERO |  | 0 | #DIVIDE BY ZERO | #UNPARSEABLE | #BLOCKED |  | 0 | #DIVIDE BY ZERO | 0 | 0 | 0 | #DIVIDE BY ZERO | #DIVIDE BY ZERO
7 |  | 0 |  |  | A173.A05 | SE-D25 Shielding Swing Door -Dimension W1.5 x H2.0m -Blade contact auto-latching -Shielding effective: 30M - 18GHz > 100dB -Manual operation for emergency | A211.D251 |  |  |  |  | 1 |  | 0 | [9 empty] | 0 |  | #DIVIDE BY ZERO |  | 0 | #DIVIDE BY ZERO | #UNPARSEABLE | #BLOCKED |  | 0 | #DIVIDE BY ZERO | 0 | 0 | 0 | #DIVIDE BY ZERO | #DIVIDE BY ZERO
7 |  | 0 |  |  | A173.A05 | SE-D26 50GHz Shielding Swing Door -Dimension W1.5 x H2.0m -Blade contact auto-latching -Shielding effective: 30M - 50GHz > 100dB -Manual operation for emergency | A211.D252 |  |  |  |  | 1 |  | 0 | [9 empty] | 0 |  | #DIVIDE BY ZERO |  | 0 | #DIVIDE BY ZERO | #UNPARSEABLE | #BLOCKED |  | 0 | #DIVIDE BY ZERO | 0 | 0 | 0 | #DIVIDE BY ZERO | #DIVIDE BY ZERO
7-預計上架 |  |  |  |  | A211.D | SE-D3 - Auto-latching EMC | A211.D3 | [30 empty] | #DIVIDE BY ZERO | #DIVIDE BY ZERO
1-評估 |  | 0 |  |  | A173.A05 | SE-D32 EMC Shielding Swing Door(Standard) -Dimension W1.0 x H2.0m -Blade contact auto-latching -Shielding effective: 30M - 18GHz > 100dB -Manual operation for emergency | A211.D321 |  |  |  |  | 1 |  | 0 | [9 empty] | 0 |  | #DIVIDE BY ZERO |  | 0 | #DIVIDE BY ZERO | #UNPARSEABLE | #BLOCKED |  | 0 | #DIVIDE BY ZERO | 0 | 0 | 0 | #DIVIDE BY ZERO | #DIVIDE BY ZERO
1-評估 |  | 0 |  |  | A173.A05 | SE-D32 EMC Shielding Swing Door(Standard) -Dimension W1.2 x H2.1m -Blade contact auto-latching -Shielding effective: 30M - 18GHz > 100dB -Manual operation for emergency | A211.D322 |  |  |  |  | 1 |  | 0 | [9 empty] | 0 |  | #DIVIDE BY ZERO |  | 0 | #DIVIDE BY ZERO | #UNPARSEABLE | #BLOCKED |  | 0 | #DIVIDE BY ZERO | 0 | 0 | 0 | #DIVIDE BY ZERO | #DIVIDE BY ZERO
1-評估 |  | 0 |  |  | A173.A05 | SE-D32 EMC Shielding Swing Door(Additional) -Dimension W1.2 x H2.1m -Blade contact auto-latching -Shielding effective: 30M - 18GHz > 100dB -Manual operation for emergency | A211.D323 |  |  |  |  | 1 |  | 180 | [9 empty] | 180 |  | #DIVIDE BY ZERO |  | -180 | #DIVIDE BY ZERO | #UNPARSEABLE | #BLOCKED |  | -6 | #DIVIDE BY ZERO | 0 | 0 | 0 | #DIVIDE BY ZERO | #DIVIDE BY ZERO
0-未開 |  | 0 |  |  | A173.A05 | SE-D31 Flat Shielding Swing Door -Dimension W1.0 x H2.1m -Blade contact auto-latching -Shielding effective: 30M - 18GHz > 100dB -Manual operation for emergency | A211.D311 |  |  |  |  | 1 | 200 | 150 | [9 empty] | 150 | 200 | 100% |  | -150 | #DIVIDE BY ZERO | #UNPARSEABLE | #BLOCKED |  | -5 | #DIVIDE BY ZERO | 0 | 0 | 0 | #DIVIDE BY ZERO | #DIVIDE BY ZERO
3-量產 |  | 0 |  |  | A173.A05 | SE-D32 EMC Shielding Swing Door -Dimension W1.2 x H2.1m -Blade contact auto-latching -Shielding effective: 30M - 18GHz > 100dB -Manual operation for emergency | A211.D321 |  |  |  |  | 1 | 200 | 150 | [9 empty] | 150 | 200 | 100% |  | -150 | #DIVIDE BY ZERO | #UNPARSEABLE | #BLOCKED |  | -5 | #DIVIDE BY ZERO | 0 | 0 | 0 | #DIVIDE BY ZERO | #DIVIDE BY ZERO
1-評估 |  | 0 |  |  | A173.A05 | SE-D33 EMC Shielding Swing Door(Upgrade) -Dimension W1.5 x H2.1m -Blade contact auto-latching -Shielding effective: 30M - 18GHz > 100dB -Manual operation for emergency | A211.D331 |  |  |  |  | 1 |  | 40 | [8 empty] | 5萬是替換標準的加價費用 | 40 |  | #DIVIDE BY ZERO |  | -40 | #DIVIDE BY ZERO | #UNPARSEABLE | #BLOCKED |  | -1.3333 | #DIVIDE BY ZERO | 0 | 0 | 0 | #DIVIDE BY ZERO | #DIVIDE BY ZERO
1-評估 | [5 empty] | SE-D33 EMC Shielding Swing Door(Additional) -Dimension W1.5 x H2.1m -Blade contact auto-latching -Shielding effective: 30M - 18GHz > 100dB -Manual operation for emergency | A211.D332 |  |  |  |  | 1 |  | 210 | [23 empty] | #DIVIDE BY ZERO | #DIVIDE BY ZERO
7-預計上架 |  |  |  |  | A211.D | SE-D5 - Auto Latching Sliding Door | A211.D5 | [30 empty] | #DIVIDE BY ZERO | #DIVIDE BY ZERO
1-評估 |  | 0 |  |  |  | SE-D51 EMC Shielding Sliding door(Full Auto-latching) -Dimension: W1.5 x H2.1m -Blade contact sliding door -Shielding effective: 30M - 18GHz > 100dB -Manual operation for emergency | A211.D515 | [6 empty] | 250 | [9 empty] | 250 |  | #DIVIDE BY ZERO |  | -250 | #DIVIDE BY ZERO | #UNPARSEABLE | #BLOCKED |  | -8.3333 | #DIVIDE BY ZERO | 0 | 0 | 0 | #DIVIDE BY ZERO | #DIVIDE BY ZERO
1-評估 |  | 0 |  |  |  | SE-D52 EMC Shielding Sliding door(Full Auto-latching) -Dimension: W2.1 x H2.1m -Blade contact sliding door -Shielding effective: 30M - 18GHz > 100dB -Manual operation for emergency | A211.D521 | [6 empty] | 310 | [9 empty] | 310 |  | #DIVIDE BY ZERO |  | -310 | #DIVIDE BY ZERO | #UNPARSEABLE | #BLOCKED |  | -10.3333 | #DIVIDE BY ZERO | 0 | 0 | 0 | #DIVIDE BY ZERO | #DIVIDE BY ZERO
1-評估 |  | 0 |  |  |  | SE-D53 EMC Shielding Sliding door(Full Auto-latching) -Dimension: W3 x H3 m -Blade contact sliding door -Shielding effective: 30M - 18GHz > 100dB -Manual operation for emergency | A211.D531 | [6 empty] | 600 | [9 empty] | 600 |  | #DIVIDE BY ZERO |  | -600 | #DIVIDE BY ZERO | #UNPARSEABLE | #BLOCKED |  | -20 | #DIVIDE BY ZERO | 0 | 0 | 0 | #DIVIDE BY ZERO | #DIVIDE BY ZERO
7-預計上架 |  | Y |  |  | A211.PON | SE-H Shielding Honeycomb Air Vent | A211.H |  | 基本功能 |  |  | 1 | #UNPARSEABLE | #UNPARSEABLE | #BLOCKED |  |  |  | 0 | 式 |  |  |  | #BLOCKED | #BLOCKED | #BLOCKED | 1300000 | #BLOCKED | #BLOCKED | #UNPARSEABLE | #BLOCKED | 60000 | #BLOCKED | #BLOCKED
3-量產 |  |  | R |  | A211.R | SE-H1-8GHz | A211.H1 |  | 8GHz 以下
[6 empty] | SE-H11 Shielding Honeycomb Air Vent -Dimension: 0.1 x 0.1m (L/W) -Shielding effective: 30M - 8GHz > 100dB | A211.H110 | [30 empty] | #DIVIDE BY ZERO | #DIVIDE BY ZERO
6-Bill firm |  |  |  |  | A211.F | SE-H2 18GHz Shielding Honeycomb Air Vent | A211.H2 |  | 18GHz 以下 | [28 empty] | #DIVIDE BY ZERO | #DIVIDE BY ZERO
6-Bill firm | [5 empty] | SE-H25 Shielding Honeycomb Air Vent -Dimension: 0.3 x 0.3m (L/W) -Shielding effective: 30M - 18GHz > 100dB | A211.H251 |  | 30x30cm |  |  | 1 | [10 empty] | A6/ M3 | [14 empty] | #DIVIDE BY ZERO | #DIVIDE BY ZERO
6-Bill firm |  |  |  |  | A211.F | SE-H3 50GHz | A211.H3 |  | 50GHz 以下 | [28 empty] | #DIVIDE BY ZERO | #DIVIDE BY ZERO
6-Bill firm | [5 empty] | SE-H33 Shielding Honeycomb Air Vent -Dimension: 0.15 x 0.15m (L/W) -Shielding effective: 30M - 50GHz > 100dB | A211.H131 |  | 30x30cm |  |  | 1 | [10 empty] | A6/ M3 | [14 empty] | #DIVIDE BY ZERO | #DIVIDE BY ZERO
6-Bill firm | [5 empty] | SE-H35 Shielding Honeycomb Air Vent -Dimension: 0.3 x 0.3m (L/W) -Shielding effective: 30M - 50GHz >100dB | A211.H151 |  | 30x30cm |  |  | 1 | [10 empty] | A6/ M3 | [14 empty] | #DIVIDE BY ZERO | #DIVIDE BY ZERO
[5 empty] | A211.F | SE-H4 100GHz | A211.H4 |  | 90GHz 以下 | [28 empty] | #DIVIDE BY ZERO | #DIVIDE BY ZERO
[5 empty] | A211.F | SE-H9 Accessories | A211.H9 |  | 90GHz 以下 | [28 empty] | #DIVIDE BY ZERO | #DIVIDE BY ZERO
6-Bill firm | [5 empty] | SE-H91 outside of the shielding | A211.H91 |  | 30x30cm |  |  | 1 | [10 empty] | A6/ M3 | [14 empty] | #DIVIDE BY ZERO | #DIVIDE BY ZERO
6-Bill firm | [5 empty] | SE-H911 Air fan adapter -Dimension: 0.15 x 0.15m (L/W) -Shielding effective: 30M - 50GHz > 100dB | A211.H911 |  | 30x30cm |  |  | 1 | [10 empty] | A6/ M3 | [14 empty] | #DIVIDE BY ZERO | #DIVIDE BY ZERO
7-預計上架 |  | Y |  |  | A211.PON | SE-F Filter | A211.F |  |  |  |  | 1 | #UNPARSEABLE | #UNPARSEABLE | #BLOCKED |  |  |  | 0 | 式 |  |  |  | #BLOCKED | #BLOCKED | #BLOCKED | 1300000 | #BLOCKED | #BLOCKED | #UNPARSEABLE | #BLOCKED | 60000 | #BLOCKED | #BLOCKED
7-預計上架 |  |  |  |  | A211.F | SE-F1 Power filter (Single phase) | A211.F1 | [30 empty] | #DIVIDE BY ZERO | #DIVIDE BY ZERO
[5 empty] | A211.F1 | SE-F11 Power filter -VAC 100-280V -Single phase & 2wires -Max. Amp: 8A -Insertion loss: 14k - 18GHz <100dB | A211.F111 | [30 empty] | #DIVIDE BY ZERO | #DIVIDE BY ZERO
[5 empty] | A211.F1 | SE-F12 Power filter -VAC 100-280V -Single phase & 2wires -Max. Amp: 16A -Insertion loss: 14k - 18GHz <100dB | A211.F121 | [30 empty] | #DIVIDE BY ZERO | #DIVIDE BY ZERO
[5 empty] | A211.F1 | SE-F13 Power filter -VAC 100-280V -Single phase & 2wires -Max. Amp: 32A -Insertion loss: 14k - 18GHz <100dB | A211.F131 | [30 empty] | #DIVIDE BY ZERO | #DIVIDE BY ZERO
[5 empty] | A211.F1 | SE-F14 DC Power filter -50 VDC -Plug: DC005 (5.5mm/ 2.1mm) -Max. Amp: 2A -Insertion loss: 30MHz - 6GHz < 80dB | A211.F141 | [30 empty] | #DIVIDE BY ZERO | #DIVIDE BY ZERO
7-預計上架 |  |  |  |  | A211.F | SE-F2 Signal Filter | A211.F2 | [30 empty] | #DIVIDE BY ZERO | #DIVIDE BY ZERO
[6 empty] | SE-F21 RJ11 | A211.F21 | [30 empty] | #DIVIDE BY ZERO | #DIVIDE BY ZERO
[6 empty] | SE-F22 RJ45 | A211.F22 | [30 empty] | #DIVIDE BY ZERO | #DIVIDE BY ZERO
[6 empty] | SE-F22-01 RJ45 100M | [31 empty] | #DIVIDE BY ZERO | #DIVIDE BY ZERO
[6 empty] | SE-F22-02 RJ45 1Gbps | [31 empty] | #DIVIDE BY ZERO | #DIVIDE BY ZERO
[6 empty] | SE-F22-03 RJ45 10G | [31 empty] | #DIVIDE BY ZERO | #DIVIDE BY ZERO
[6 empty] | SE-F23 USB | A211.F23 | [30 empty] | #DIVIDE BY ZERO | #DIVIDE BY ZERO
[6 empty] | SE-F23-01 USB2.0 | [31 empty] | #DIVIDE BY ZERO | #DIVIDE BY ZERO
[6 empty] | SE-F23-02 USB3.0 | [31 empty] | #DIVIDE BY ZERO | #DIVIDE BY ZERO
[6 empty] | SE-F24 Optical Convertor | A211.F24 | [30 empty] | #DIVIDE BY ZERO | #DIVIDE BY ZERO
[6 empty] | SE-F24-01 Ethernet 1Gbps Media Converter | A211.F241 | [30 empty] | #DIVIDE BY ZERO | #DIVIDE BY ZERO
1-評估 | [5 empty] | SE-F24-02 Ethernet 10Gbps Media Converter -RJ45: 10G/5G/2.5G/1G/100BASE-T -Fiber Optic Interface: 10GBASE-X R SFP+ -Power Requirements: 5V DC, 2A max. -Power Consumption: 3.75 watts -Regulatory Compliance: FCC Part 15 Class A, CE | A211.F242 | [6 empty] | 0 | [8 empty] | M3 3個合起來為一組, 發射與接受 | [14 empty] | #DIVIDE BY ZERO | #DIVIDE BY ZERO
[6 empty] | SE-F25 Serial | A211.F25 | [30 empty] | #DIVIDE BY ZERO | #DIVIDE BY ZERO
[6 empty] | SE-F25-01 RS-232/485 | A211.F251 | [30 empty] | #DIVIDE BY ZERO | #DIVIDE BY ZERO
7-預計上架 |  |  |  |  | A211.F | SE-F3 Power filter (3 phase) | A211.F3 | [30 empty] | #DIVIDE BY ZERO | #DIVIDE BY ZERO
[5 empty] | A211.F1 | SE-F31Power filter -VAC 100-280V -3 phase & 4 wires -Max. Amp: 8A -Insertion loss: 14k - 18GHz <100dB | A211.F311 | [30 empty] | #DIVIDE BY ZERO | #DIVIDE BY ZERO
[5 empty] | A211.F1 | SE-F32 Power filter -VAC 100-280V -3 phase & 4 wires -Max. Amp: 16A -Insertion loss: 14k - 18GHz <100dB | A211.F121 | [30 empty] | #DIVIDE BY ZERO | #DIVIDE BY ZERO
[5 empty] | A211.F1 | SE-F33 Power filter -VAC 100-280V -3 phase & 4 wires -Max. Amp: 32A -Insertion loss: 14k - 18GHz <100dB | A211.F131 | [30 empty] | #DIVIDE BY ZERO | #DIVIDE BY ZERO
7-預計上架 |  |  |  |  | A211.F | SE-F8 Filter set | A211.F8 | [30 empty] | #DIVIDE BY ZERO | #DIVIDE BY ZERO
1-評估 |  |  |  |  | A211.F1 | SE-F Power & Signal filter Set -SE-F12 1P2W 100 -280 VAC/16 A (for EUT) -SE-F12 1P2W 100 -280 VAC/16 A (for Equipment) -SE-F22-02 RJ45 1Gbps x 2 (1 for Equipment) -SE-F23-02 USB3.0 x 1 -SE-F25-01 RS-232/485 x 2 (for Equipment) | A211.F911 | [15 empty] | M3 SE-F Power & Signal filter Set (OTA) -SE-F12 1P2W 100 -280 VAC/16 A (for EUT) -SE-F12 1P2W 100 -280 VAC/16 A (for Equipment) -SE-F22-02 RJ45 1Gbps x 2 (CCTV/DUT) -SE-F23-02 USB3.0 x 2 (DUT/spare) -SE-F25-01 RS-232/485 x 2 (Turntable/ M1 Switch) | [14 empty] | #DIVIDE BY ZERO | #DIVIDE BY ZERO
1-評估 |  |  |  |  | A211.F1 | SE-F Power & Signal filter Set (R2/ A2) -SE-F12 1P2W 100 -280 VAC/16 A x 1(for Equipment & EUT) -SE-F14 50VDC/ 2A, DC005 (5.5mm/ 2.1mm) x 2 -SE-F22-02 RJ45 1Gbps x 2 -SE-F23-02 USB3.0 x 3 (1 for Positioner) | A211.F912 | [15 empty] | R2 Shielding type 4 in 1 Filter(RJ45*1+DC*1+USB3.0*2) 京商 NTD 11,500 電源濾波器DL-2X15A 江蘇堅力 NTD 6,485 | [14 empty] | #DIVIDE BY ZERO | #DIVIDE BY ZERO
1-評估 |  |  |  |  | A211.F1 | SE-F Power & Signal filter Set (A3) -SE-F12 1P2W 100 -280 VAC/16 A x 1(for Equipment & EUT) -SE-F25-01 RS-232/485 x 2 (for Equipment) | A211.F913 | [15 empty] | R2 Shielding type 4 in 1 Filter(RJ45*1+DC*1+USB3.0*2) 京商 NTD 11,500 電源濾波器DL-2X15A 江蘇堅力 NTD 6,485 | [14 empty] | #DIVIDE BY ZERO | #DIVIDE BY ZERO
1-評估 |  |  |  |  | A211.F1 | SE-F Filter Set(EMI/EMC Standard) -SE-F32 3P4W 200 -380 VAC/16 A x 1 (EUT) -SE-F13 1P2W 100 -280 VAC/32 A x 1(EUT) -SE-F13 1P2W 100 -280 VAC/32 A x 1(LED/Equipment) -SE-F21 RJ11 x 1 -SE-F22 RJ45 100Mbps x 1 | A211.F914 | [30 empty] | #DIVIDE BY ZERO | #DIVIDE BY ZERO
1-評估 |  |  |  |  | A211.F1 | SE-F Filter Set(CR Standard) -SE-F13 1P2W 100 -280 VAC/32 A x 2 -SE-F21 RJ11 x 1 -SE-F22-02 RJ45 1Gbps x 1 | A211.F915 | [30 empty] | #DIVIDE BY ZERO | #DIVIDE BY ZERO
1-評估 |  |  |  |  | A211.F1 | SE-F Filter Set(AR Standard) -SE-F13 1P2W 100 -280 VAC/32 A x 2 | A211.F916 | [30 empty] | #DIVIDE BY ZERO | #DIVIDE BY ZERO
0-未開 |  | Y |  |  | A211.PON | SE-A Access panel | A211.A |  |  |  |  | 1 | #UNPARSEABLE | #UNPARSEABLE | #BLOCKED |  |  |  | 0 | 式 |  |  |  | #BLOCKED | #BLOCKED | #BLOCKED | 1300000 | #BLOCKED | #BLOCKED | #UNPARSEABLE | #BLOCKED | 60000 | #BLOCKED | #BLOCKED
3-量產 |  |  |  |  | A211.F | SE-A1 Shielding Room Access panel | A211.A1 | [30 empty] | #DIVIDE BY ZERO | #DIVIDE BY ZERO
[5 empty] | A211.F1 | SE-A13 Access panel -Frequency: 30M - 18GHz > 100dB -Dimension: L30 x W30 cm -SMA Jack to Jack x 6 -N Jack to Jack x 2 -2" Waveguide tube for extension cable through, 1 set | A211.A131 | 1 |  |  |  | 1 | 50 | 20 | 25 | [7 empty] | -SMA Jack to Jack x 6 (Passive/ Link [4G,5G,Wi-Fi]/RSE 2port) -N Jack to Jack x 2 (H/V) | [14 empty] | #DIVIDE BY ZERO | #DIVIDE BY ZERO
7 |  |  |  |  | A211.F | SE-A2 OTA Chamber Access panel | A211.A2 | [30 empty] | #DIVIDE BY ZERO | #DIVIDE BY ZERO
7 |  |  |  |  | A211.F | SE-A21 OTA Chamber Access panel (Mini-panel)(FR1) | A211.A21 | [30 empty] | #DIVIDE BY ZERO | #DIVIDE BY ZERO
1-評估 |  |  |  |  | A211.F1 | SE-A21 Access panel front (R2 43.5GHz) -Frequency: 30M - 18GHz > 80dB -Dimension: W17cm x H17cm x 4pcs -2.92mm Jack to Jack x 2 -WR-28 bulkhead x 2 -1" Waveguide tube for extension cable through x 1 | A211.A211 | 1 |  |  |  | 1 |  | 0 | [8 empty] | R2 -2.92mm Jack to Jack x 2 (Link x2 | [14 empty] | #DIVIDE BY ZERO | #DIVIDE BY ZERO
1-評估 |  |  |  |  | A211.F1 | SE-A21 Access panel front (A2) -Frequency: 30M - 18GHz > 80dB -Dimension: W17cm x H17cm x 4pcs -SMA Jack to Jack x 5 -1" Waveguide tube for extension cable through x 1 | A211.A213 | 1 |  |  |  | 1 |  | 0 | [8 empty] | A2 -SMA Jack to Jack x 5 (H/V/ Link [4G,5G,Wi-Fi]) | [14 empty] | #DIVIDE BY ZERO | #DIVIDE BY ZERO
1-評估 |  |  |  |  | A211.F1 | SE-A21 Access panel front (R2 50GHz) -Frequency: 30M - 18GHz > 80dB -Dimension: W17cm x H17cm x 4pcs -2.4mm Jack to Jack x 4 -1" Waveguide tube for extension cable through x 1 | A211.A212 | 1 |  |  |  | 1 |  | 0 | [8 empty] | R2 -2.4mm Jack to Jack x 2 (Link x2 -2.4mm Jack to Jack x 2 (Feed x2 | [14 empty] | #DIVIDE BY ZERO | #DIVIDE BY ZERO
1-評估 |  |  |  |  | A211.F1 | SE-A22 Access panel rear (A2) -Frequency: 30M - 18GHz > 80dB -Dimension: W12 x H22 cm -SMA Jack to Jack x 2 | A211.A223 | 1 |  |  |  | 1 |  | 0 | [8 empty] | A2 -SMA Jack to Jack x 2 (Passive/ spare) | [14 empty] | #DIVIDE BY ZERO | #DIVIDE BY ZERO
7 |  |  |  |  | A211.F | SE-A22 OTA Chamber Access panel (Mini-panel)(FR2) | A211.A22 | [30 empty] | #DIVIDE BY ZERO | #DIVIDE BY ZERO
1-評估 |  |  |  |  | A211.F1 | SE-A22 Access panel rear (R2 43.5GHz) -Frequency: 30M - 18GHz > 80dB -Dimension: W12 x H22 cm -2.92mm Jack to Jack x 2 | A211.A221 | 1 |  |  |  | 1 |  | 0 | [8 empty] | R2 -2.92mm Jack to Jack x 2 (Turntable x2 | [14 empty] | #DIVIDE BY ZERO | #DIVIDE BY ZERO
1-評估 |  |  |  |  | A211.F1 | SE-A22 Access panel rear (R2 50GHz) -Frequency: 30M - 18GHz > 80dB -Dimension: W12 x H22 cm -2.4mm Jack to Jack x 2 | A211.A222 | 1 |  |  |  | 1 |  | 0 | [8 empty] | R2 -2.4mm Jack to Jack x 2 (Turntable x2 | [14 empty] | #DIVIDE BY ZERO | #DIVIDE BY ZERO
7 |  |  |  |  | A211.F | SE-A23 OTA Chamber Access panel (FR3) | A211.A23 | [30 empty] | #DIVIDE BY ZERO | #DIVIDE BY ZERO
7 |  |  |  |  | A211.F | SE-A25OTA Chamber Access panel (Reguler)(FR1) | A211.A25 | [30 empty] | #DIVIDE BY ZERO | #DIVIDE BY ZERO
1-評估 |  |  |  |  | A211.F1 | SE-A23 Access panel (OTA Standard +Tput 8x8) -Frequency: 30M - 18GHz > 100dB -Dimension: H30 x W30 cm -SMA Jack to Jack x 20 -Fiber ST Adaptor x 12 -2" Waveguide tube for extension cable through, 1 set | A211.A235 | 1 |  |  |  | 1 | 50 | 20 | 25 | [7 empty] | M3/ A6 -SMA Jack to Jack x 10 (H/V/Passive/ Link [4G,5G,Wi-Fi]/RSE 2port/spare) -SMA Jack to Jack x 10 (Tput) | [14 empty] | #DIVIDE BY ZERO | #DIVIDE BY ZERO
1-評估 |  |  |  |  | A211.F1 | SE-A23 Access panel (OTA Standard) -Frequency: 30M - 18GHz > 100dB -Dimension: H30 x W30 cm -SMA Jack to Jack x 10 -Fiber ST Adaptor x 4 -2" Waveguide tube for extension cable through, 1 set | A211.A236 | 1 |  |  |  | 1 | 50 | 20 | 25 | [7 empty] | M3/ A6 -SMA Jack to Jack x 10 (H/V/Passive/ Link [4G,5G,Wi-Fi]/RSE 2port/spare) | [14 empty] | #DIVIDE BY ZERO | #DIVIDE BY ZERO
1-評估 |  |  |  |  | A211.F1 | SE-A23 Access panel (R6 24 - 43.5GHz) -Frequency: 30M - 18GHz > 100dB -Dimension: H30 x W30 cm -2.92mm Waveguide to Coaxial Adaptor x 5 -2.92mm Coaxial Adaptor x 2 -SMA Jack to Jack x 8 -2" Waveguide tube for extension cable through, 1 set | A211.A237 | 1 |  |  |  | 1 |  | 0 | [8 empty] | R6 -2.92mm Jack x 1 (Link x1 -2.92mm Jack x 2 (DUT x2 -2.92mm Jack x 2 (Feed x2 -2.92mm Jack鎖板 x 2 (備用 -SMA Jack to Jack x 2 (Link [4G) -SMA Jack x 6 ( 26GHz 以下Feed x6 | [14 empty] | #DIVIDE BY ZERO | #DIVIDE BY ZERO
1-評估 |  |  |  |  | A211.F1 | SE-A23 Access panel (R6 DC - 50GHz) -Frequency: 30M - 18GHz > 100dB -Dimension: H30 x W30 cm -2.4mm Coaxial Adaptor x 7 -SMA Jack to Jack x 8 -2" Waveguide tube for extension cable through, 1 set | A211.A237 | 1 |  |  |  | 1 |  | 0 | [8 empty] | R6 -2.4mm Jack x 1 (Link x1 -2.4mm Jack x 2 (DUT x2 -2.4mm Jack x 4 (Feed x4(24-40, 40-50) -SMA Jack to Jack x 2 (Link [4G) -SMA Jack x 6 ( 26GHz 以下Feed x6 | [14 empty] | #DIVIDE BY ZERO | #DIVIDE BY ZERO
1-評估 |  |  |  |  | A211.F1 | SE-A23 Access panel (R6 DC - 50GHz, 60 - 90GHz) -Frequency: 30M - 18GHz > 100dB -Dimension: H30 x W30 cm -2.4mm Coaxial Adaptor x 7 -SMA Jack to Jack x 8 -WR-12 Waveguide Bulkhead Adapter x 3 -2" Waveguide tube for extension cable through, 1 set | A211.A237 | 1 |  |  |  | 1 |  | 0 | [8 empty] | R6 -2.4mm Jack x 1 (Link x1 -2.4mm Jack x 2 (DUT x2 -2.4mm Jack x 4 (Feed x4(24-40, 40-50) -SMA Jack to Jack x 2 (Link [4G) -SMA Jack x 6 ( 26GHz 以下Feed x6 -WR-12 鎖板接頭 (DUT x1, Feed x2 | [14 empty] | #DIVIDE BY ZERO | #DIVIDE BY ZERO
[5 empty] | A211.F1 | SE-A23 Access panel (OTA Standard) -Frequency: 30M - 18GHz > 100dB -Dimension: L30 x W30 cm -SMA Jack to Jack x 8 -N Jack to Jack x 2 -Fiber ST Adaptor x 4 -2" Waveguide tube for extension cable through, 1 set | A211.A231 | 1 |  |  |  | 1 | [10 empty] | A6 -SMA Jack to Jack x 8 (Passive/ Link [4G,5G,Wi-Fi]/RSE 2port/spare) -N Jack to Jack x 2 (H/V) | [14 empty] | #DIVIDE BY ZERO | #DIVIDE BY ZERO
1-評估 |  |  |  |  | A211.F1 | SE-A23 Access panel refit -Add SMA Jack to Jack x 10 | A211.A291 | 1 |  |  |  | 1 | [10 empty] | -SMA Jack to Jack x 10 (Tput) | [14 empty] | #DIVIDE BY ZERO | #DIVIDE BY ZERO
[5 empty] | A211.F1 | SE-A12 Access panel (OTA + Tput 8x8) -Frequency: 30M - 18GHz > 100dB -Dimension: L30 x W30 cm -SMA Jack to Jack x 18 -N Jack to Jack x 2 -Fiber ST Adaptor x 4 -2" Waveguide tube for extension cable through, 1 set | A211.A234 | 1 |  |  |  | 1 | [10 empty] | A6 | [14 empty] | #DIVIDE BY ZERO | #DIVIDE BY ZERO
7 |  |  |  |  | A211.F | SE-A26 OTA Chamber Access panel (Reguler)(FR2) | A211.A26 | [30 empty] | #DIVIDE BY ZERO | #DIVIDE BY ZERO
7 |  |  |  |  | A211.F | SE-A27 OTA Chamber Access panel (Reguler)(FR2) | A211.A26 | [30 empty] | #DIVIDE BY ZERO | #DIVIDE BY ZERO
3-量產 |  |  |  |  | A211.F | SE-A3 EMC Chamber Access panel | A211.A3 | [30 empty] | #DIVIDE BY ZERO | #DIVIDE BY ZERO
1-評估 |  |  |  |  | A211.F1 | SE-A33 EMC Chamber Access panel(EMI) -Frequency: 30M - 18GHz > 100dB -Dimension: H30 x W30 cm -SMA Jack to Jack x 4 -N Jack to Jack x 2 -BNC Jack to Jack x 2 -2" Waveguide tube for extension cable through, 1 set -ST Connector x 6 | A211.A330 | 1 |  |  |  | 1 | 50 | 20 | 25 | [22 empty] | #DIVIDE BY ZERO | #DIVIDE BY ZERO
1-評估 |  |  |  |  | A211.F1 | SE-A33 EMC Chamber Access panel(EMC) -Frequency: 30M - 18GHz > 100dB -Dimension: H30 x W30 cm AP-1(Close CR) -SMA Jack to Jack x 4 -N Jack to Jack x 2 -BNC Jack to Jack x 2 -2" Waveguide tube for extension cable through, 1 set -ST Connector x 6 AP-2(Close AR) -N Jack to Jack x 2 -2" Waveguide tube for extension cable through, 1 set | A211.A331 | 1 |  |  |  | 1 | 50 | 20 | 25 | [22 empty] | #DIVIDE BY ZERO | #DIVIDE BY ZERO
0-未開 |  | Y |  |  | A211.PON | SE-C Connect Box | A211.C |  |  |  |  | 1 | #UNPARSEABLE | #UNPARSEABLE | #BLOCKED |  |  |  | 0 | 式 |  |  |  | #BLOCKED | #BLOCKED | #BLOCKED | 1300000 | #BLOCKED | #BLOCKED | #UNPARSEABLE | #BLOCKED | 60000 | #BLOCKED | #BLOCKED
[5 empty] | A211.F | SE-C1 Shielding Room Connect Box | A211.C11 |  |  |  |  | 1 | [25 empty] | #DIVIDE BY ZERO | #DIVIDE BY ZERO
5-報價 |  |  |  |  | A211.F1 | SEC11-05 Connecting box set -Dimension: L30 x W30 x D30cm -SMA Jack to Jack x 4 -N Jack to Jack x 2 -BNC Jack to Jack x 2 -2" Waveguide tube x 1 -Power plug x 2 -One for Control room -One for PA room -One for Antenna tower -One for turntable -One for access panel of SAC | [6 empty] | 100 | 50 | 100 | [22 empty] | #DIVIDE BY ZERO | #DIVIDE BY ZERO
[5 empty] | A211.F | SE-C3 EMC Chamber Connect Box | A211.C33 |  |  |  |  | 1 | [25 empty] | #DIVIDE BY ZERO | #DIVIDE BY ZERO
1-評估 |  |  |  |  | A211.F1 | SE-C30 Connecting box set CP-1(near antenna mast) -SMA Jack to Jack x 2 -N Jack to Jack x 1 -Power plug x 1 CP-2(turntable center) -SMA Jack to Jack x 2 -N Jack to Jack x 1 -BNC Jack to Jack x 1 -Power plug x 1 -RJ11 connector -RJ45 connector | A211C330 | [30 empty] | #DIVIDE BY ZERO | #DIVIDE BY ZERO
0-未開 |  | Y |  |  | A211.PON | SE-P Raised Floor | A211.P | 1 |  |  |  | 1 | #UNPARSEABLE | #UNPARSEABLE | #BLOCKED |  |  |  | 0 | 式 |  |  | Q20108 Vietnam Viettel | #BLOCKED | #BLOCKED | #BLOCKED | 1300000 | #BLOCKED | #BLOCKED | #UNPARSEABLE | #BLOCKED | 60000 | #BLOCKED | #BLOCKED
3-量產 |  |  |  |  | A211.R | SE-P1 Standard Raised Floor( <1 ton) | A211.P1 | 3 | [14 empty] | Inside height dimension: 1: 1.8 - 2.8m | [14 empty] | #DIVIDE BY ZERO | #DIVIDE BY ZERO
3-量產 |  | 0 |  |  | A162.A03 | SE-P11 Standard Raised Floor-Shielding Room | [19 empty] | #DIVIDE BY ZERO |  | 0 | #DIVIDE BY ZERO | #UNPARSEABLE | #BLOCKED |  | 0 | #DIVIDE BY ZERO | 0 | 0 | 0 | #DIVIDE BY ZERO | #DIVIDE BY ZERO
1-評估 | [5 empty] | SE-P11 Standard Raised Floor -Raised Floor: H0.13m -Max. Loading: 300kg/m2 -Metal support with 2.0mm Galvanized steel -PVC flooring tiles | A211.P121 | [30 empty] | #DIVIDE BY ZERO | #DIVIDE BY ZERO
3-量產 |  | 0 |  |  | A162.A03 | SE-P12 Standard Raised Floor FAC Chamber | [19 empty] | #DIVIDE BY ZERO |  | 0 | #DIVIDE BY ZERO | #UNPARSEABLE | #BLOCKED |  | 0 | #DIVIDE BY ZERO | 0 | 0 | 0 | #DIVIDE BY ZERO | #DIVIDE BY ZERO
3-量產 |  | 3 |  |  | A162.A03 | SE-P13 Standard Raised Floor SAC Chamber | [19 empty] | #DIVIDE BY ZERO |  | 0 | #DIVIDE BY ZERO | #UNPARSEABLE | #BLOCKED |  | 0 | #DIVIDE BY ZERO | 0 | 0 | 0 | #DIVIDE BY ZERO | #DIVIDE BY ZERO
1-評估 |  | 0 | A |  | A162.A03 | SE-P131 Standard Raised Floor-SAC -Raised Floor: H0.3m -Max. Loading: 500kg/m2 -Metal support with 2.0mm Galvanized steel -PVC flooring tiles | A211.P111 | [15 empty] | 控制室使用標準高度與載重 |  |  | #DIVIDE BY ZERO |  | 0 | #DIVIDE BY ZERO | #UNPARSEABLE | #BLOCKED |  | 0 | #DIVIDE BY ZERO | 0 | 0 | 0 | #DIVIDE BY ZERO | #DIVIDE BY ZERO
1-評估 |  | 0 |  |  | A162.A03 | SE-P132 Standard Raised Floor-SAC -Raised Floor: H0.3m -Max. Loading: 500kg/m2 -Metal support with 2.0mm Galvanized steel | A211.P112 | [18 empty] | #DIVIDE BY ZERO |  | 0 | #DIVIDE BY ZERO | #UNPARSEABLE | #BLOCKED |  | 0 | #DIVIDE BY ZERO | 0 | 0 | 0 | #DIVIDE BY ZERO | #DIVIDE BY ZERO
1-評估 |  | 0 |  |  | A162.A03 | SE-P133 Standard Raised Floor-FAC -Raised Floor: H0.3m -Max. Loading: 500kg/m2 | A211.P113 | [18 empty] | #DIVIDE BY ZERO |  | 0 | #DIVIDE BY ZERO | #UNPARSEABLE | #BLOCKED |  | 0 | #DIVIDE BY ZERO | 0 | 0 | 0 | #DIVIDE BY ZERO | #DIVIDE BY ZERO
0-未開 |  |  |  |  | A211.R | SE-P2 Heavy Duty Raised Floor(1 - 50 ton) | A211.P2 | 3 | [14 empty] | Inside height dimension: 1: 1.8 - 2.8m | [14 empty] | #DIVIDE BY ZERO | #DIVIDE BY ZERO
0-未開 |  |  |  |  | A211.R | SE-P3 Switchable Floor | A211.P3 | 3 | [14 empty] | Inside height dimension: 1: 1.8 - 2.8m | [14 empty] | #DIVIDE BY ZERO | #DIVIDE BY ZERO
0-未開 |  | Y |  |  | A211.PON | SE-V CCTV System | A211.V |  | 基本功能 |  |  | 1 | #UNPARSEABLE | #UNPARSEABLE | #BLOCKED |  |  |  | 0 | 式 |  |  |  | #BLOCKED | #BLOCKED | #BLOCKED | 1300000 | #BLOCKED | #BLOCKED | #UNPARSEABLE | #BLOCKED | 60000 | #BLOCKED | #BLOCKED
3-量產 |  |  | R |  | A211.R | SE-V1 CCTV System | A211.V1
1-評估 | [5 empty] | SE-V12 CCTV System -2560 x 1440 @ 30 fps -2.8 - 12 mm motor zoom lens | A211.V110 | [5 empty] | 30 | 0 | 27 | [7 empty] | M3 | [14 empty] | #DIVIDE BY ZERO | #DIVIDE BY ZERO
3-量產 |  |  | R |  | A211.R | SE-V2 Low Noise CCTV System | A211.V2
1-評估 | [5 empty] | SE-V22 Low Noise CCTV System-EMI standard -Optical zoom: 20X -Wall bracket mounting -24" Monitor included | A211.V210 | [6 empty] | 100 | [23 empty] | #DIVIDE BY ZERO | #DIVIDE BY ZERO
1-評估 | [5 empty] | SE-V22 Low Noise CCTV System-EMI middle class -Optical zoom: 30X -Wall bracket mounting -24" Monitor included -Pan/Tilt_with Zoom control | A211.V211 | [6 empty] | 280
[6 empty] | HDCam6E130 Power Supply Pan / Tilt Mounting Controller | B991-A-HDCam6E130 | [6 empty] | 280 | [8 empty] | 廠商:Audivo 廠牌:Pontis EUR 8,000
1-評估 | [5 empty] | SE-V22 Low Noise CCTV System-EMI high class -Optical zoom: 30X -Wall bracket mounting -24" Monitor included -Pan/Tilt_with Zoom control -CISPR 25, Class 5 , -20db | A211.V212 | [6 empty] | 315
[6 empty] | HDCam70301-V40 Power Supply Pan / Tilt Mounting Controller | B991-A-HDCam70301V40 | [6 empty] | 315 | [8 empty] | 廠商:Audivo 廠牌:Pontis EUR 9,000
3-量產 |  |  | R |  | A211.R | SE-V3 Immunity CCTV System Mobile mounting | A211.V3
1-評估 | [5 empty] | SE-V32 Immunity CCTV System--EMS standard -Optical zoom: 30X -20V/m -18GHz -Mobile mounting | A211.V310 | [6 empty] | 100 | [23 empty] | #DIVIDE BY ZERO | #DIVIDE BY ZERO
1-評估 | [5 empty] | SE-V32 Immunity CCTV System-EMS middle class -Optical zoom: 30X -200V/m -18GHz -Mobile mounting -Pan/Tilt_with Zoom control | A211.V311 | [6 empty] | 308 | [23 empty] | #DIVIDE BY ZERO | #DIVIDE BY ZERO
[6 empty] | HDCam6E130 Power Supply Pan / Tilt Mounting Controller | B991-A-HDCam6E130 | [6 empty] | 308 | [8 empty] | Pontis EUR 8,800 | [14 empty] | #DIVIDE BY ZERO | #DIVIDE BY ZERO
1-評估 | [5 empty] | SE-V32 Immunity CCTV System-EMS high class -Optical zoom: 30X -200 V/m -18GHz -Mobile mounting -Pan/Tilt_with Zoom control -CISPR 25, Class 5 , -20db | A211.V312 | [6 empty] | 343 | [23 empty] | #DIVIDE BY ZERO | #DIVIDE BY ZERO
[6 empty] | HDCam70301-V40 Power Supply Pan / Tilt Mounting Controller | B991-A-HDCam70301V40 | [6 empty] | 343 | [8 empty] | Pontis EUR 9,800
0-未開 |  | Y |  |  | A211.PON | SE-T Testing Tables | A211.T | 2 |  |  |  | 1 | #UNPARSEABLE | #UNPARSEABLE | #BLOCKED |  |  |  | 0 | 式 |  |  |  | #BLOCKED | #BLOCKED | #BLOCKED | 1300000 | #BLOCKED | #BLOCKED | #UNPARSEABLE | #BLOCKED | 60000 | #BLOCKED | #BLOCKED
0-未開 |  |  |  |  | A211.F | SE-T1 Low dielectric form testing table | A211.T1 |  | 保麗龍 | [13 empty] | 1:0.5, 2:0.6, 3:0.8, 4:0.9, 5:1.0, 6:1.2, 7:1.5, 8:1.8, 9:2.0 | [14 empty] | #DIVIDE BY ZERO | #DIVIDE BY ZERO
5-報價 | [5 empty] | SE-T13-1208 -Dimension: L1.2 x W0.8 x H0.8m -Material: low dielectric form | A211.T13 |  | Q21111安普新 轉桌120cm |  |  |  | 30 | 15 | [8 empty] | ABUS Network Outdoor IR CCTV Camera, 2688 x 1520 pixels Resolution, IP67 | [14 empty] | #DIVIDE BY ZERO | #DIVIDE BY ZERO
1-評估 | [5 empty] | SE-T13-1208 Low dielectric form testing table -Dimension: L1.5 x W0.8 x H0.8m -Material: low dielectric form -Commercial standard | A211.T14 | [30 empty] | #DIVIDE BY ZERO | #DIVIDE BY ZERO
0-未開 |  |  |  |  | A211.F | SE-T2 Wood testing table | A211.T2 |  | 木桌 | [28 empty] | #DIVIDE BY ZERO | #DIVIDE BY ZERO
0-未開 | [5 empty] | SE-T23-1208 -Dimension: L1.2 x W0.8 x H0.8m -Material: low dielectric form | A211.T23 |  | Q21111安普新 轉桌120cm |  |  |  | 30 | 15 | [8 empty] | ABUS Network Outdoor IR CCTV Camera, 2688 x 1520 pixels Resolution, IP67 | [14 empty] | #DIVIDE BY ZERO | #DIVIDE BY ZERO
0-未開 |  |  |  |  | A211.F | SE-T3 Wood testing table with metal surface | A211.T3 |  | 木桌+金屬反射面 | [28 empty] | #DIVIDE BY ZERO | #DIVIDE BY ZERO
[6 empty] | SE-T33-1208 Wood with copper testing table Dimension: L2.0 x W1.0 x H0.9m -Wood material -Cover Metal sheet and Metal strips on surface | A211.T33 | [6 empty] | 80 | [23 empty] | #DIVIDE BY ZERO | #DIVIDE BY ZERO
0-未開 |  |  |  |  | A211.F | SE-T3 | A2SE-51 |  | FRP | [28 empty] | #DIVIDE BY ZERO | #DIVIDE BY ZERO
3-量產 | [5 empty] | SE-Z1 Platform | A211.Z1
1-評估 | [5 empty] | SE-Z11 Round platform Diameter : 1.5m Height 0.5m | A211.Z110 |  |  |  |  | 1
1-評估 | [5 empty] | SE-Z12 Round platform Diameter : 2.0m Height 0.5m | A211.Z120 |  |  |  |  | 1
0-未開 |  | Y |  |  | A211.PON | SE-L Lighting | A211.L |  | 基本功能 |  |  | 1 | #UNPARSEABLE | #UNPARSEABLE | #BLOCKED |  |  |  | 0 | 式 |  |  |  | #BLOCKED | #BLOCKED | #BLOCKED | 1300000 | #BLOCKED | #BLOCKED | #UNPARSEABLE | #BLOCKED | 60000 | #BLOCKED | #BLOCKED
6-Bill firm |  |  | R |  | A211.R | SE-L1 LED Low Noise Lighting | A211.L1 |  | 坎燈
0-未開 | [5 empty] | Standard | A211.L11 |  |  |  |  | 1 |  | 3 | [23 empty] | #DIVIDE BY ZERO | #DIVIDE BY ZERO
6-Bill firm | [5 empty] | SE-L111 LED Low Noise Flood Lighting -Power consumption: 30W | A211.L111 |  |  |  |  | 1 |  | 3 | [23 empty] | #DIVIDE BY ZERO | #DIVIDE BY ZERO
6-Bill firm | [5 empty] | SE-L112 LED Low Noise Flood Lighting -Power consumption: 50W | A211.L112 |  |  |  |  | 1 |  | 3 | [23 empty] | #DIVIDE BY ZERO | #DIVIDE BY ZERO
3-量產 | [5 empty] | SE-L115LED Low Noise Flood Lighting -Power consumption: 100W | A211.L115 |  |  |  |  | 1 | 15 | 3 | [23 empty] | #DIVIDE BY ZERO | #DIVIDE BY ZERO
3-量產 | [5 empty] | SE-L116 LED Low Noise Flood Lighting -Power consumption: 150W | A211.L116 |  |  |  |  | 1 | 20 | 4 | [23 empty] | #DIVIDE BY ZERO | #DIVIDE BY ZERO
3-量產 | [5 empty] | SE-L117 LED Low Noise Flood Lighting -Power consumption: 200W | A211.L117 |  |  |  |  | 1 | 25 | 5 | [23 empty] | #DIVIDE BY ZERO | #DIVIDE BY ZERO
3-量產 |  |  |  |  | A211.F | SE-L2 LED Low Noise Lighting with up & down lifting | A211.L2 |  | 升降 | [28 empty] | #DIVIDE BY ZERO | #DIVIDE BY ZERO
3-量產 | [5 empty] | SE-L21 LED Low Noise Flood Lighting -Power consumption: 50W -6m lifting system for maintenance | A211.L210 | 3 |  |  |  | 1 | 10 | 2 | [8 empty] | P21107建漢 | [14 empty] | #DIVIDE BY ZERO | #DIVIDE BY ZERO
3-量產 | [5 empty] | SE-L22 LED Low Noise Flood Lighting -Power consumption: 100W -6m lifting system for maintenance | A211.L220 |  |  |  |  | 1 | 15 | 3 | [23 empty] | #DIVIDE BY ZERO | #DIVIDE BY ZERO
1-評估 | [5 empty] | SE-L23 LED Low Noise Flood Lighting -Power consumption: 150W -6m lifting system for maintenance | A211.L230 |  |  |  |  | 1 | 20 | 4 | [23 empty] | #DIVIDE BY ZERO | #DIVIDE BY ZERO
3-量產 | [5 empty] | SE-L24 LED Low Noise Flood Lighting -Power consumption: 200W -8m lifting system for maintenance | A211.L240 |  |  |  |  | 1 | 25 | 5 | [23 empty] | #DIVIDE BY ZERO | #DIVIDE BY ZERO
0-未開 |  |  |  |  | A211.F | SE-L3 LED Lighting by fiber | A211.L3 |  | 光纖燈 | [28 empty] | #DIVIDE BY ZERO | #DIVIDE BY ZERO
6-Bill firm | [5 empty] | SE-L31 LED Lighting -Power consumption: 50W | A211.L311 | 3 |  |  |  | 1 | 10 | 2 | [8 empty] | M3 | [14 empty] | #DIVIDE BY ZERO | #DIVIDE BY ZERO
8-已經上架 |  | Y |  |  | A211.PON | SE-X Laser Alignment System | A211.X | 2 | 基本功能 |  |  | 1 | #UNPARSEABLE | #UNPARSEABLE | #BLOCKED |  |  |  | 0 | 式 |  |  |  | #BLOCKED | #BLOCKED | #BLOCKED | 1300000 | #BLOCKED | #BLOCKED | #UNPARSEABLE | #BLOCKED | 60000 | #BLOCKED | #BLOCKED
|  |  | R |  | A211.R | SE-X1 | A211.X1
6-Bill firm |  |  |  |  | A211.F | SE-X2 | A211.X2 | [30 empty] | #DIVIDE BY ZERO | #DIVIDE BY ZERO
5-報價 |  |  |  |  | A211.F | SE-X21 Laser Alignment System -Independent 2 red laser line -Mounting type: Wall bracket -Vertical alignment: 2 line -Power input: DC12V -Max. currency: 1A | A211.X210 | 3 |  |  |  |  | 30 | 2.7 | 20 | [22 empty] | #DIVIDE BY ZERO | #DIVIDE BY ZERO
[5 empty] | A211.F | 十字紅雷射標線器(含電源腳座) | B186-P-FU650C100BD16 |  | 品牌:FU， 型號:FU650C100-BD16, 波⻑:650nm 輸出功率：≤100m 供電電壓:DC 2.8-5.0 (V) 安裝高度1米——4米 NTD1,348 (含稅) |  |  | 2 |  | 2.7 | [23 empty] | #DIVIDE BY ZERO | #DIVIDE BY ZERO
8-已經上架 |  |  |  |  | A211.F | SE-X3 | A211.X3 | [30 empty] | #DIVIDE BY ZERO | #DIVIDE BY ZERO
8-已經上架 |  |  |  |  | A211.F | SE-X31 Laser Alignment System -Independent 3 red laser line -Mounting type: Wall bracket -Horizontal alignment: 1 line -Vertical alignment: 2 line -Power input: DC12V | A211.X311 | 3 |  |  |  |  | 30 | 0 | 20 | [7 empty] | M3 | [14 empty] | #DIVIDE BY ZERO | #DIVIDE BY ZERO
0-未開 |  | Y |  |  | A211.PON | SE-E Easy type room | A211.E | 2 | 沒有隔離效果 |  |  | 1 | #UNPARSEABLE | #UNPARSEABLE | #BLOCKED |  |  |  | 0 | 式 |  |  |  | #BLOCKED | #BLOCKED | #BLOCKED | 1300000 | #BLOCKED | #BLOCKED | #UNPARSEABLE | #BLOCKED | 60000 | #BLOCKED | #BLOCKED
0-未開 |  | Y |  |  | A211.PON | SE-Z Others | A211.Z |  |  |  |  | 1 | #UNPARSEABLE | #UNPARSEABLE | #BLOCKED |  |  |  | 0 | 式 |  |  |  | #BLOCKED | #BLOCKED | #BLOCKED | 1300000 | #BLOCKED | #BLOCKED | #UNPARSEABLE | #BLOCKED | 60000 | #BLOCKED | #BLOCKED
7-預計上架 | 1 | 1 |  |  | A2 | A212 AB-Absorber X-Material | A212.PON | 1 | 吸波材料 |  | 1000 | 1 | 5 | 3 | 4 |  |  | 4000 | 1000 | 25% | 14.41% | 21.05% | 1/30前完成資料 Q20344-Solid-USA
7-預計上架 |  | Y |  |  | A212.PON | AB-X EPP Broadband Absorber | A212.X | 2 | 基本功能 |  |  | 1 | [5 empty] | 0 | 0 | #DIVIDE BY ZERO | 0% | 0% |  |  |  | #DIVIDE BY ZERO | 1300000 | 1300000 | 100% | #UNPARSEABLE | #BLOCKED | 60000 | 60000 | 100%
6-Bill firm |  |  |  |  | A212.X | AB-X1 EPP Pyramid RF Absorber | A212.X1 | 2.5 | 硬體成本10% | [8 empty] | 0 | 0 | #DIVIDE BY ZERO | #DIVIDE BY ZERO | #DIVIDE BY ZERO | [15 empty] | #DIVIDE BY ZERO | #DIVIDE BY ZERO
6-Bill firm |  |  |  |  | A212.X | AB-X106 EPP 6cm Pyramid RF Absorber -Material: Expandable Polypropylene -Dimension: L30.0 x W30.0 x H6.0cm -Frequency: 0.01 - 110GHz -Maximum Incident Power Density: 600V/m -Operating Temperature: -40 to +100℃ -Operating Humidity: up to 100% -Suited for Class 100,000 clean room -RoHS & REACH & NRL8093 Compliant | A212.X106 | 3 |  |  |  |  | 1 | 0.203 | [23 empty] | #DIVIDE BY ZERO | #DIVIDE BY ZERO
6-Bill firm |  |  |  |  | A212.X | AB-X110 EPP 10cm Pyramid RF Absorber -Material: Expandable Polypropylene -Dimension: L60.0 x W60.0 x H10.0cm -Frequency: 0.01 - 110GHz -Maximum Incident Power Density: 600V/m -Operating Temperature: -40 to +100℃ -Operating Humidity: up to 100% -Suited for Class 100,000 clean room -RoHS & REACH & NRL8093 Compliant | A212.X110 | 3 |  |  |  |  | 1.5 | 0.3 | [23 empty] | #DIVIDE BY ZERO | #DIVIDE BY ZERO
6-Bill firm |  |  |  |  | A212.X | AB-X120 EPP 20cm Pyramid RF Absorber -Material: Expandable Polypropylene -Dimension: L30.0 x W30.0 x H20.0cm -Frequency: 0.01 - 110GHz -Maximum Incident Power Density: 600V/m -Operating Temperature: -40 to +100℃ -Operating Humidity: up to 100% -Suited for Class 100,000 clean room -RoHS & REACH & NRL8093 Compliant | A212.X120 | 3 |  |  |  |  | 2.4 | 1.5 | [23 empty] | #DIVIDE BY ZERO | #DIVIDE BY ZERO
6-Bill firm |  |  |  |  | A212.X | AB-X130 EPP 30cm Pyramid RF Absorber -Material: Expandable Polypropylene -Dimension: L30.0 x W30.0 x H30.0cm -Frequency: 0.01 - 110GHz -Maximum Incident Power Density: 600V/m -Operating Temperature: -40 to +100℃ -Operating Humidity: up to 100% -Suited for Class 100,000 clean room -RoHS & REACH & NRL8093 Compliant | A212.X130 | 3 |  |  |  |  | 3 | 1.8 | [23 empty] | #DIVIDE BY ZERO | #DIVIDE BY ZERO
6-Bill firm |  |  |  |  | A212.X | AB-X145 EPP 45cm Pyramid RF Absorber -Material: Expandable Polypropylene -Dimension: L30.0 x W30.0 x H45.0cm -Frequency: 0.01 - 110GHz -Maximum Incident Power Density: 600V/m -Operating Temperature: -40 to +100℃ -Operating Humidity: up to 100% -Suited for Class 100,000 clean room -RoHS & REACH & NRL8093 Compliant | A212.X145 | 3 |  |  |  |  | 4.5 | 2.2 | [23 empty] | #DIVIDE BY ZERO | #DIVIDE BY ZERO
6-Bill firm |  |  |  |  | A212.X | AB-X160 EPP 60cm Pyramid RF Absorber -Material: Expandable Polypropylene -Dimension: L60.0 x W60.0 x H60.0cm -Frequency: 0.01 - 110GHz -Maximum Incident Power Density: 600V/m -Operating Temperature: -40 to +100℃ -Operating Humidity: up to 100% -Suited for Class 100,000 clean room -RoHS & REACH & NRL8093 Compliant | A212.X160 | 3 |  |  |  |  | 6 | 4.1 | [23 empty] | #DIVIDE BY ZERO | #DIVIDE BY ZERO
0-未開 |  |  |  |  | A212.X | AB-X180 EPP 80cm Pyramid RF Absorber -Material: Expandable Polypropylene -Dimension: L30.0 x W30.0 x H80.0cm -Frequency: 0.01 - 110GHz -Maximum Incident Power Density: 600V/m -Operating Temperature: -40 to +100℃ -Operating Humidity: up to 100% -Suited for Class 100,000 clean room -RoHS & REACH & NRL8093 Compliant | A212.X180 | 3 |  |  |  |  | 8 | 5 | [23 empty] | #DIVIDE BY ZERO | #DIVIDE BY ZERO
0-未開 |  |  |  |  | A212.X | AB-X1A0 EPP 100cm Height Pyramid Absorber -Material: Expandable Polypropylene -Frequency: 0.1 - 110GHz -Dimension: L60.0 x W60.0 x H100.0cm -RoHS & REACH & NRL8093 Compliant | A212.X1A0 | [5 empty] | 10 | 6 | [23 empty] | #DIVIDE BY ZERO | #DIVIDE BY ZERO
0-未開 |  |  |  |  | A212.X | AB-X1C0 EPP 120cm Height Pyramid Absorber -Material: Expandable Polypropylene -Frequency: 0.1 - 110GHz -Dimension: L60.0 x W60.0 x H120.0cm -RoHS & REACH & NRL8093 Compliant | A212.X1C0 | [5 empty] | 12 | 7 | [23 empty] | #DIVIDE BY ZERO | #DIVIDE BY ZERO
6-Bill firm |  |  |  |  | A212.X | AB-X2 EPP Pyramid EMI Absorber | A212.X2 | 2.5 | 硬體成本10% | [28 empty] | #DIVIDE BY ZERO | #DIVIDE BY ZERO
0-未開 |  |  |  |  | A212.X | AB-X106 EPP 6cm Height Pyramid Absorber -Material: Expandable Polypropylene -Dimension: L30.0 x W30.0 x H6.0cm -Frequency: 0.01 - 110GHz -Maximum Incident Power Density: 600V/m -Operating Temperature: -40 to +100℃ -Operating Humidity: up to 100% -RoHS & REACH & NRL8093 Compliant c | A212.X106 | [5 empty] | 0.8 (800) | 0.203 | [23 empty] | #DIVIDE BY ZERO | #DIVIDE BY ZERO
0-未開 |  |  |  |  | A212.X | AB-X110 EPP 10cm Height Pyramid Absorber -Material: Expandable Polypropylene -Frequency: 0.1 - 110GHz -Dimension: L30.0 x W30.0 x H10.0cm -RoHS & REACH & NRL8093 Compliant | A212.X125 | [5 empty] | 1 | 0.3 | [23 empty] | #DIVIDE BY ZERO | #DIVIDE BY ZERO
0-未開 |  |  |  |  | A212.X | AB-X120 EPP 6cm Height Pyramid Absorber -Material: Expandable Polypropylene -Frequency: 0.1 - 110GHz -Dimension: L60.0 x W60.0 x H20.0cm -RoHS & REACH & NRL8093 Compliant | A212.X127 | [5 empty] | 2.4 (2400) | 1.5 | [23 empty] | #DIVIDE BY ZERO | #DIVIDE BY ZERO
0-未開 |  |  |  |  | A212.X | AB-X130 EPP 30cm Height Pyramid Absorber -Material: Expandable Polypropylene -Frequency: 0.1 - 110GHz -Dimension: L60.0 x W60.0 x H30.0cm -RoHS & REACH & NRL8093 Compliant | A212.X130 | [5 empty] | 3 | 1.8 | [23 empty] | #DIVIDE BY ZERO | #DIVIDE BY ZERO
0-未開 |  |  |  |  | A212.X | AB-X145 EPP 45cm Height Pyramid Absorber -Material: Expandable Polypropylene -Frequency: 0.1 - 110GHz -Dimension: L60.0 x W60.0 x H45.0cm -RoHS & REACH & NRL8093 Compliant | A212.X145 | [5 empty] | 4.5(4500) | 2.2 | [23 empty] | #DIVIDE BY ZERO | #DIVIDE BY ZERO
0-未開 |  |  |  |  | A212.X | AB-X160 EPP 60cm Height Pyramid Absorber -Material: Expandable Polypropylene -Frequency: 0.1 - 110GHz -Dimension: L60.0 x W60.0 x H60.0cm -RoHS & REACH & NRL8093 Compliant | A212.X160 | [5 empty] | 6 | 4.1 | [23 empty] | #DIVIDE BY ZERO | #DIVIDE BY ZERO
0-未開 |  |  |  |  | A212.X | AB-X180 EPP 80cm Height Pyramid Absorber -Material: Expandable Polypropylene -Frequency: 0.1 - 110GHz -Dimension: L60.0 x W60.0 x H80.0cm -RoHS & REACH & NRL8093 Compliant | A212.X180 | [5 empty] | 8 | 5 | [23 empty] | #DIVIDE BY ZERO | #DIVIDE BY ZERO
0-未開 |  |  |  |  | A212.X | AB-X1A0 EPP 100cm Height Pyramid Absorber -Material: Expandable Polypropylene -Frequency: 0.1 - 110GHz -Dimension: L60.0 x W60.0 x H100.0cm -RoHS & REACH & NRL8093 Compliant | A212.X1A0 | [5 empty] | 10 | 6 | [23 empty] | #DIVIDE BY ZERO | #DIVIDE BY ZERO
0-未開 |  |  |  |  | A212.X | AB-X1C0 EPP 120cm Height Pyramid Absorber -Material: Expandable Polypropylene -Frequency: 0.1 - 110GHz -Dimension: L60.0 x W60.0 x H120.0cm -RoHS & REACH & NRL8093 Compliant | A212.X1C0 | [5 empty] | 12 | 7 | [23 empty] | #DIVIDE BY ZERO | #DIVIDE BY ZERO
6-Bill firm |  |  |  |  | A212.X | AB-X5 EPP Flatten Absorber | A212.X5 | 2.5 | 硬體成本10% | [8 empty] | 0 | 0 | #DIVIDE BY ZERO | [17 empty] | #DIVIDE BY ZERO | #DIVIDE BY ZERO
6-Bill firm |  |  |  |  | A212.X | AB-X503 EPP 3cm Flatten RF Absorber -Material: Expandable Polypropylene -Dimension: L30.0 x W30.0 x H3.0cm -Frequency: 0.01 - 110GHz -Maximum Incident Power Density: 600V/m -Operating Temperature: -40 to +100℃ -Operating Humidity: up to 100% -Suited for Class 100,000 clean room -RoHS & REACH & NRL8093 Compliant | A212.X503 | 3 |  |  |  |  | 0.5 (500) | 0.203 | [23 empty] | #DIVIDE BY ZERO | #DIVIDE BY ZERO
0-未開 |  |  |  |  | A212.X | AB-X505 EPP 5cm Flatten RF Absorber -Material: Expandable Polypropylene -Dimension: L30.0 x W30.0 x H5.0cm -Frequency: 0.01 - 110GHz -Maximum Incident Power Density: 600V/m -Operating Temperature: -40 to +100℃ -Operating Humidity: up to 100% -Suited for Class 100,000 clean room -RoHS & REACH & NRL8093 Compliant | A212.X505 | 3 |  |  |  |  | 0.5 (500) | 0.203 | [23 empty] | #DIVIDE BY ZERO | #DIVIDE BY ZERO
0-未開 |  |  |  |  | A212.X | AB-X510 EPP 10cm Flatten RF Absorber -Material: Expandable Polypropylene -Dimension: L60.0 x W60.0 x H10.0cm -Frequency: 0.01 - 110GHz -Maximum Incident Power Density: 600V/m -Operating Temperature: -40 to +100℃ -Operating Humidity: up to 100% -Suited for Class 100,000 clean room -RoHS & REACH & NRL8093 Compliant | A212.X510 | 3 |  |  |  |  | 0.5 (500) | 0.203 | [23 empty] | #DIVIDE BY ZERO | #DIVIDE BY ZERO
6-Bill firm |  |  |  |  | A212.X | AB-X6 EPP Bevel Absorber | A212.X6 | 2.5 | 硬體成本10% | [8 empty] | 0 | 0 | #DIVIDE BY ZERO | [17 empty] | #DIVIDE BY ZERO | #DIVIDE BY ZERO
6-Bill firm |  |  |  |  | A212.X | AB-X7 EPP Walkway Absorber | A212.X7 | 2.5 | 硬體成本10% | [8 empty] | 0 | 0 | #DIVIDE BY ZERO | [17 empty] | #DIVIDE BY ZERO | #DIVIDE BY ZERO
6-Bill firm |  |  |  |  | A212.X | AB-X720 EPP 20cm Walkway Absorber -Material: Expandable Polypropylene -Dimension: L30.0 x W30.0 x H20.0cm -Frequency: 0.01 - 110GHz -Operating Temperature: -40 to +100℃ -Operating Humidity: up to 100% -Suited for Class 100,000 clean room -RoHS & REACH & NRL8093 Compliant | A212.X720 | 3 |  |  |  |  | 4 | [24 empty] | #DIVIDE BY ZERO | #DIVIDE BY ZERO
6-Bill firm |  |  |  |  | A212.X | AB-X730 EPP 30cm Walkway Absorber -Material: Expandable Polypropylene -Dimension: L30.0 x W30.0 x H30.0cm -Frequency: 0.01 - 110GHz -Operating Temperature: -40 to +100℃ -Operating Humidity: up to 100% -Suited for Class 100,000 clean room -RoHS & REACH & NRL8093 Compliant | A212.X730 | 3 |  |  |  |  | 5 | [24 empty] | #DIVIDE BY ZERO | #DIVIDE BY ZERO
6-Bill firm |  |  |  |  | A212.X | AB-X745 EPP 45cm Walkway Absorber -Material: Expandable Polypropylene -Dimension: L30.0 x W30.0 x H45.0cm -Frequency: 0.01 - 110GHz -Operating Temperature: -40 to +100℃ -Operating Humidity: up to 100% -Suited for Class 100,000 clean room -RoHS & REACH & NRL8093 Compliant | A212.X745 | 3 |  |  |  |  | 75 | [24 empty] | #DIVIDE BY ZERO | #DIVIDE BY ZERO
6-Bill firm |  |  |  |  | A212.X | AB-X760 EPP 60cm Walkway Absorber -Material: Expandable Polypropylene -Dimension: L30.0 x W30.0 x H60.0cm -Frequency: 0.01 - 110GHz -Operating Temperature: -40 to +100℃ -Operating Humidity: up to 100% -Suited for Class 100,000 clean room -RoHS & REACH & NRL8093 Compliant | A212.X760 | 3 |  |  |  |  | 10 | [24 empty] | #DIVIDE BY ZERO | #DIVIDE BY ZERO
6-Bill firm |  |  |  |  | A212.X | AB-X8 EPP Absorber Set | A212.X8 | 2.5 | 硬體成本10% | [8 empty] | 0 | 0 | #DIVIDE BY ZERO | [17 empty] | #DIVIDE BY ZERO | #DIVIDE BY ZERO
[6 empty] | AB-X81 System set | A212.X81 | [30 empty] | #DIVIDE BY ZERO | #DIVIDE BY ZERO
[6 empty] | AB-X82 Hardware shielding room set | A212.X82 | [30 empty] | #DIVIDE BY ZERO | #DIVIDE BY ZERO
7 | [5 empty] | AB-X822 EPP Absorber set in shielding box -Outside Dimension: L30 x W30 x H30cm -Shielding effective: 30M - 18GHz > 100dB -Modular steel pan type shielded enclosure by 2mm galvanized steel sheet -Painted on visual panel | A212.X822 | [5 empty] | 100 | 500 | [23 empty] | #DIVIDE BY ZERO | #DIVIDE BY ZERO
[6 empty] | AB-X83 Hardware shielding box set | A212.X83 | [30 empty] | #DIVIDE BY ZERO | #DIVIDE BY ZERO
7 | [5 empty] | AB-X833 EPP Absorber set in shielding box -Dimension: L90 x W90 x H90cm -Absorber height: 6cm -Material: Expandable Polypropylene -Maximum Incident Power Density: 600V/m -Operating Temperature: -15℃ to +60℃ -Operating Humidity: 30% to 70% -Suited for Class 100,000 clean room -RoHS & REACH & NRL8093 Compliant | A212.X833 | [5 empty] | 80 | 27 | [23 empty] | #DIVIDE BY ZERO | #DIVIDE BY ZERO
6-Bill firm |  |  |  |  | A212.X | AB-X9 EPP Absorber gluing service | A212.X9 | 2.5 | 硬體成本10% | [8 empty] | 0 | 0 | #DIVIDE BY ZERO | [17 empty] | #DIVIDE BY ZERO | #DIVIDE BY ZERO
[5 empty] | A212.F1 | AB-X909 Gluing service for 30x30cm -Glue the velcro on the back of the absorber material -Included the 3M glue, velcro and labor cost -Easy to stick the absorber material on the wall | A212.X909 | 3 |  |  |  | 1 |  | 0 | [23 empty] | #DIVIDE BY ZERO | #DIVIDE BY ZERO
[5 empty] | A212.F1 | AB-X936 Gluing service for 60x60cm -Glue the velcro on the back of the absorber material -Included the 3M glue, velcro and labor cost -Easy to stick the absorber material on the wall | A212.X936 | 3 |  |  |  | 1 |  | 0 | [23 empty] | #DIVIDE BY ZERO | #DIVIDE BY ZERO
7-預計上架 |  | Y |  |  | A212.PON | AB-S XPS Super low dielectric material | A212.S | 2 | 基本功能 |  |  | 1 | [5 empty] | 0 | 0 | #DIVIDE BY ZERO | #DIVIDE BY ZERO | #DIVIDE BY ZERO |  |  |  | #DIVIDE BY ZERO | 1300000 | 1300000 | 100% | #UNPARSEABLE | #BLOCKED | 60000 | 60000 | 100%
6-Bill firm |  | Y |  |  | A212.PON | AB-C Absorber Protection Cover | A212.C | 2 | 基本功能 |  |  | 1 | [6 empty] | 0 | 式 | [5 empty] | #DIVIDE BY ZERO | 1300000 | 1300000 | 100% | #UNPARSEABLE | #BLOCKED | 60000 | 60000 | 100%
0-未開 |  |  |  |  | A212.X | AB-C1 Atenlab absorber Cap Cover | A212.C1 |  | 硬體成本10% | [28 empty] | #DIVIDE BY ZERO | #DIVIDE BY ZERO
[5 empty] | A212.X | AB-C1 Atenlab absorber Cap Cover -Material: Expandable Polypropylene -Dimension: L54.9 x W54.9 x H16.0cm -Fit for Atenlab AB-X12-30 EPP Absorber -Fit for Atenlab AB-X12-60 EPP Absorber | A212.C111+B料號 |  | 硬體成本10% |  |  |  | 3 | 1.5 | [23 empty] | #DIVIDE BY ZERO | #DIVIDE BY ZERO
0-未開 |  |  |  |  | A212.X | AB-C2 E&C absorber Cap Cover | A212.C2 |  | 硬體成本10% | [28 empty] | #DIVIDE BY ZERO | #DIVIDE BY ZERO
[5 empty] | A212.X | AB-C21 White cap cover for EMC -Material: Expandable Polypropylene -Dimension: L54.9 x W54.9 x H16.0cm -Fit for E&C VHYseries Absorber | A212.C211 |  | 硬體成本10% |  |  |  | 3 | 1.5 | [23 empty] | #DIVIDE BY ZERO | #DIVIDE BY ZERO
0-未開 |  |  |  |  | A212.X | AB-C8 for Other series Cap Cover | A212.C3 |  | 硬體成本10% | [28 empty] | #DIVIDE BY ZERO | #DIVIDE BY ZERO
[5 empty] | A212.X | AB-C8 Atenlab absorber Cap Cover -Material: Expandable Polypropylene -Dimension: L54.9 x W54.9 x H6.0cm -Flatten fitting surface for Ferrite cover | A212.C311 |  | 硬體成本10% |  |  |  | 3 | 1.5 | [23 empty] | #DIVIDE BY ZERO | #DIVIDE BY ZERO
7-預計上架 |  | Y |  |  | A212.PON | AB-U PU Foam Broadband Absorber | A212.U | 2 | 基本功能 |  |  | 1 | [5 empty] | 0 | 0 | #DIVIDE BY ZERO | #DIVIDE BY ZERO | #DIVIDE BY ZERO |  |  |  | #DIVIDE BY ZERO | 1300000 | 1300000 | 100% | #UNPARSEABLE | #BLOCKED | 60000 | 60000 | 100%
6-Bill firm |  |  |  |  | A212.X | AB-U1 PU Foam Pyramid RF Absorber | A212.U1 | 2.5 | 10- 90cm | [8 empty] | 0 | 0 | #DIVIDE BY ZERO | #UNPARSEABLE | #UNPARSEABLE | [15 empty] | #DIVIDE BY ZERO | #DIVIDE BY ZERO
6-Bill firm |  |  |  |  | A212.X | AB-U108 PU Foam 8cm Pyramid RF Absorber -Material: Polyurethane Foam -Frequency: 0.01 to 100GHz -Dimension: L60.5 x W60.5 x H8.0cm -Maximum Incident Power Density: 600V/m -Operating Temperature: 5 to 35℃ -Operating Humidity: 30 to 70% -RoHS & REACH & NRL8093 Compliant | A212.U108 | 3 | 硬體成本10% |  |  |  | 1.5 | 0.98 | [23 empty] | #DIVIDE BY ZERO | #DIVIDE BY ZERO
6-Bill firm |  |  |  |  | A212.X | AB-U112 PU Foam 12cm Pyramid RF Absorber -Material: Polyurethane Foam -Frequency: 0.01 to 100GHz -Dimension: L60.5 x W60.5 x H12.0cm -Maximum Incident Power Density: 600V/m -Operating Temperature: 5 to 35℃ -Operating Humidity: 30 to 70% -RoHS & REACH & NRL8093 Compliant | A212.U112 | 3 | 硬體成本10% |  |  |  | 1.6 | 1.05 | [23 empty] | #DIVIDE BY ZERO | #DIVIDE BY ZERO
6-Bill firm |  |  |  |  | A212.X | AB-U120 PU Foam 20cm Pyramid RF Absorber -Material: Polyurethane Foam -Frequency: 0.01 to 100GHz -Dimension: L60.5 x W60.5 x H20.0cm -Maximum Incident Power Density: 600V/m -Operating Temperature: 5 to 35℃ -Operating Humidity: 30 to 70% -RoHS & REACH & NRL8093 Compliant | A212.U120 | 3 | 硬體成本10% |  |  |  | 1.9 | 1.25 | [23 empty] | #DIVIDE BY ZERO | #DIVIDE BY ZERO
6-Bill firm |  |  |  |  | A212.X | AB-U130 PU Foam 30cm Pyramid RF Absorber -Material: Polyurethane Foam -Frequency: 0.01 to 100GHz -Dimension: L60.5 x W60.5 x H30.0cm -Maximum Incident Power Density: 600V/m -Operating Temperature: 5 to 35℃ -Operating Humidity: 30 to 70% -RoHS & REACH & NRL8093 Compliant | A212.U130 | 3 | 硬體成本10% |  |  |  | 2.4 | 1.55 | [23 empty] | #DIVIDE BY ZERO | #DIVIDE BY ZERO
6-Bill firm |  |  |  |  | A212.X | AB-U145 PU Foam 45cm Pyramid RF Absorber -Material: Polyurethane Foam -Frequency: 0.01 to 100GHz -Dimension: L60.5 x W60.5 x H45.0cm -Maximum Incident Power Density: 600V/m -Operating Temperature: 5 to 35℃ -Operating Humidity: 30 to 70% -RoHS & REACH & NRL8093 Compliant | A212.U145 | 3 | 硬體成本10% |  |  |  | 3.6 | 2.4 | [23 empty] | #DIVIDE BY ZERO | #DIVIDE BY ZERO
6-Bill firm |  |  |  |  | A212.X | AB-U160 PU Foam 60cm Pyramid RF Absorber -Material: Polyurethane Foam -Frequency: 0.01 to 100GHz -Dimension: L60.5 x W60.5 x H60.0cm -Maximum Incident Power Density: 600V/m -Operating Temperature: 5 to 35℃ -Operating Humidity: 30 to 70% -RoHS & REACH & NRL8093 Compliant | A212.U160 | 3 | 硬體成本10% |  |  |  | 4 | 2.7 | [23 empty] | #DIVIDE BY ZERO | #DIVIDE BY ZERO
6-Bill firm |  |  |  |  | A212.X | AB-U2 PU Foam Pyramid EMI Absorber | A212.U2 |  | 硬體成本10% | [8 empty] | 0 | 0 | #DIVIDE BY ZERO | [17 empty] | #DIVIDE BY ZERO | #DIVIDE BY ZERO
6-Bill firm |  |  |  |  | A212.X | AB-U5 PU Foam Flatten Absorber | A212.U5 |  | 硬體成本10% | [8 empty] | 0 | 0 | #DIVIDE BY ZERO | [17 empty] | #DIVIDE BY ZERO | #DIVIDE BY ZERO
6-Bill firm |  |  |  |  | A212.X | AB-U505 PU Foam 5cm Flatten Absorber -Material: Polyurethane Foam -Frequency: 0.01 to 100GHz -Dimension: L60.0 x W60.0 x H20.0cm -Maximum Incident Power Density: 600V/m -Operating Temperature: 5 to 35℃ -Operating Humidity: 30 to 70% -RoHS & REACH & NRL8093 Compliant | A212.U505 |  | 硬體成本10% |  |  |  | 0.78 | 0.52 | [23 empty] | #DIVIDE BY ZERO | #DIVIDE BY ZERO
6-Bill firm |  |  |  |  | A212.X | AB-U6 PU Foam Bevel Absorber | A212.U6 |  | 硬體成本10% | [8 empty] | 0 | 0 | #DIVIDE BY ZERO | [17 empty] | #DIVIDE BY ZERO | #DIVIDE BY ZERO
6-Bill firm |  |  |  |  | A212.X | AB-U7 PU Foam Walkway Absorber U70----60x60 U71---ˊ?60x(20-30) U72-- 60x(30-45) U73---60x(45-60) U74---100x(30-60) U75---120x(20-30) U76----120x(30-45) U77----120(45-60) U78-----120(60-90) | A212.U7 |  | 硬體成本10% | [8 empty] | 0 | 0 | #DIVIDE BY ZERO | [17 empty] | #DIVIDE BY ZERO | #DIVIDE BY ZERO
6-Bill firm |  |  |  |  | A212.X | AB-U702 PU Foam 20cm Walkway Absorber -Material: Polyurethane Foam -Frequency: 0.01 to 100GHz -Dimension: L60.0 x W60.0 x H20.0cm -Maximum Incident Power Density: 600V/m -Operating Temperature: 5 to 35℃ -Operating Humidity: 30 to 70% -RoHS & REACH Compliant | A212.U702 | 3 |  |  |  |  | 5.9 | 3.9 | [23 empty] | #DIVIDE BY ZERO | #DIVIDE BY ZERO
6-Bill firm |  |  |  |  | A212.X | AB-U703 PU Foam 30cm Walkway Absorber -Material: Polyurethane Foam -Frequency: 0.01 to 100GHz -Dimension: L60.0 x W60.0 x H30.0cm -Maximum Incident Power Density: 600V/m -Operating Temperature: 5 to 35℃ -Operating Humidity: 30 to 70% -RoHS & REACH Compliant | A212.U703 | 3 |  |  |  |  | 8.8 | 5.6 | [23 empty] | #DIVIDE BY ZERO | #DIVIDE BY ZERO
5-報價 |  |  |  |  | A212.X | AB-U703 PU Foam 35cm Walkway Absorber -Material: Polyurethane Foam -Frequency: 0.01 to 100GHz -Dimension: L60.0 x W60.0 x H35.0cm -Maximum Incident Power Density: 600V/m -Operating Temperature: 5 to 35℃ -Operating Humidity: 30 to 70% -RoHS & REACH Compliant | A212.U704 | 3 |  |  |  |  | 8.8 | 5.6 | [23 empty] | #DIVIDE BY ZERO | #DIVIDE BY ZERO
6-Bill firm |  |  |  |  | A212.X | AB-U705 PU Foam 50cm Walkway Absorber -Material: Polyurethane Foam -Frequency: 0.01 to 100GHz -Dimension: L60.0 x W60.0 x H50.0cm -Maximum Incident Power Density: 600V/m -Operating Temperature: 5 to 35℃ -Operating Humidity: 30 to 70% -RoHS & REACH Compliant | A212.U705 | 3 |  |  |  |  | 8.8 | 5.6 | [23 empty] | #DIVIDE BY ZERO | #DIVIDE BY ZERO
5-報價 |  |  |  |  | A212.X | AB-U7223 PU Foam 25cm Walkway Absorber -Material: Polyurethane Foam -Frequency: 0.01 to 100GHz -Dimension: L60.0 x W40.0 x H25.0cm -Maximum Incident Power Density: 600V/m -Operating Temperature: 5 to 35℃ -Operating Humidity: 30 to 70% -RoHS & REACH Compliant | A212.U723 | 3 | [29 empty] | #DIVIDE BY ZERO | #DIVIDE BY ZERO
5-報價 |  |  |  |  | A212.X | AB-U724 PU Foam 35cm Walkway Absorber -Material: Polyurethane Foam -Frequency: 0.01 to 100GHz -Dimension: L60.0 x W35.0 x H35.0cm -Maximum Incident Power Density: 600V/m -Operating Temperature: 5 to 35℃ -Operating Humidity: 30 to 70% -RoHS & REACH Compliant | A212.U724 | 3 | [29 empty] | #DIVIDE BY ZERO | #DIVIDE BY ZERO
5-報價 |  |  |  |  | A212.X | AB-U785 PU Foam 50cm Walkway Absorber -Material: Polyurethane Foam -Frequency: 0.01 to 100GHz -Dimension: L120.0 x W90.0 x H50.0cm -Maximum Incident Power Density: 600V/m -Operating Temperature: 5 to 35℃ -Operating Humidity: 30 to 70% -RoHS & REACH Compliant | A212.U785 | 3 | [29 empty] | #DIVIDE BY ZERO | #DIVIDE BY ZERO
5-報價 |  |  |  |  | A212.X | AB-U776 PU Foam 60cm Walkway Absorber -Material: Polyurethane Foam -Frequency: 0.01 to 100GHz -Dimension: L120.0 x W60.0 x H60.0cm -Maximum Incident Power Density: 600V/m -Operating Temperature: 5 to 35℃ -Operating Humidity: 30 to 70% -RoHS & REACH Compliant | A212.U776 | 3 | [29 empty] | #DIVIDE BY ZERO | #DIVIDE BY ZERO
6-Bill firm |  |  |  |  | A212.X | AB-U9 PU foam absorber gluing service | A212.U9 | 2.5 | 硬體成本10% | [8 empty] | 0 | 0 | #DIVIDE BY ZERO | [17 empty] | #DIVIDE BY ZERO | #DIVIDE BY ZERO
7-預計上架 |  | Y |  |  | A212.PON | AB-F Ferrite tiles | A212.F | 2 | 基本功能 |  |  | 1 | [6 empty] | 0 | 式 | [5 empty] | #DIVIDE BY ZERO | 1300000 | 1300000 | 100% | #UNPARSEABLE | #BLOCKED | 60000 | 60000 | 100%
3-量產 |  |  |  |  | A212.F | AB-F1 Ferrite | A212.F1 |  | 硬體成本10% | [28 empty] | #DIVIDE BY ZERO | #DIVIDE BY ZERO
[5 empty] | A212.F1 | AB-F12 Ferrite tile Absorber -Frequency: 30M - 1GHz -Dimension: L10.0 x W10.0 x H6.7cm | A212.F121 | [6 empty] | 0 | [23 empty] | #DIVIDE BY ZERO | #DIVIDE BY ZERO
6-Bill firm |  | Y |  |  | A212.PON | AB-Y Terms of trade | A212.Y | 2 | 基本功能 |  |  | 1 | [6 empty] | 0 | 式 | [5 empty] | #DIVIDE BY ZERO | 1300000 | 1300000 | 100% | #UNPARSEABLE | #BLOCKED | 60000 | 60000 | 100%
6-Bill firm |  |  |  |  | A212.F | AB-Y1 Domestic shipping | A212.Y1 | 2.5 | 硬體成本10% |  |  | 1 | [25 empty] | #DIVIDE BY ZERO | #DIVIDE BY ZERO
[5 empty] | A212.F1 | AB-Y111 Short distance shipping with small size | A212.Y111 | 3 |  |  |  | 1 | 100 | [24 empty] | #DIVIDE BY ZERO | #DIVIDE BY ZERO
[5 empty] | A212.F1 | AB-Y112 Short distance shipping with middle size | A212.Y112 | 3 |  |  |  | 1 | 150 | [24 empty] | #DIVIDE BY ZERO | #DIVIDE BY ZERO
[5 empty] | A212.F1 | AB-Y113 Short distance shipping with large size | A212.Y113 | 3 |  |  |  | 1 | 200 | [24 empty] | #DIVIDE BY ZERO | #DIVIDE BY ZERO
[5 empty] | A212.F1 | AB-Y114 Short distance shipping with oversize | A212.Y114 | 3 |  |  |  | 1 | 500 | [24 empty] | #DIVIDE BY ZERO | #DIVIDE BY ZERO
[5 empty] | A212.F1 | AB-Y121 Middle distance shipping with small size | A212.Y121 | 3 |  |  |  | 1 | 150 | [24 empty] | #DIVIDE BY ZERO | #DIVIDE BY ZERO
[5 empty] | A212.F1 | AB-Y122 Middle distance shipping with middle size | A212.Y122 | 3 |  |  |  | 1 | 200 | [24 empty] | #DIVIDE BY ZERO | #DIVIDE BY ZERO
[5 empty] | A212.F1 | AB-Y123 Middle distance shipping with large size | A212.Y123 | 3 |  |  |  | 1 | 250 | [24 empty] | #DIVIDE BY ZERO | #DIVIDE BY ZERO
[5 empty] | A212.F1 | AB-Y124 Middle distance shipping with oversize | A212.Y124 | 3 |  |  |  | 1 | 600 | [24 empty] | #DIVIDE BY ZERO | #DIVIDE BY ZERO
[5 empty] | A212.F1 | AB-Y131 Long distance shipping with small size | A212.Y131 | 3 |  |  |  | 1 | 200 | [24 empty] | #DIVIDE BY ZERO | #DIVIDE BY ZERO
[5 empty] | A212.F1 | AB-Y132 Long distance shipping with middle size | A212.Y132 | 3 |  |  |  | 1 | 250 | [24 empty] | #DIVIDE BY ZERO | #DIVIDE BY ZERO
[5 empty] | A212.F1 | AB-Y133 Long distance shipping with large size | A212.Y133 | 3 |  |  |  | 1 | 300 | [24 empty] | #DIVIDE BY ZERO | #DIVIDE BY ZERO
[5 empty] | A212.F1 | AB-Y134 Long distance shipping with oversize | A212.Y134 | 3 |  |  |  | 1 | 700 | [24 empty] | #DIVIDE BY ZERO | #DIVIDE BY ZERO
6-Bill firm |  |  |  |  | A212.F | AB-Y2 CIF terms | A212.Y2 | 2.5 | 硬體成本10% |  |  | 1 | [25 empty] | #DIVIDE BY ZERO | #DIVIDE BY ZERO
[5 empty] | A212.F1 | AB-Y211 Short distance shipping with small size of CIF | A212.Y211 | 3 |  |  |  | 1 | 100 | [24 empty] | #DIVIDE BY ZERO | #DIVIDE BY ZERO
[5 empty] | A212.F1 | AB-Y212 Short distance shipping with middle size of CIF | A212.Y212 | 3 |  |  |  | 1 | 150 | [24 empty] | #DIVIDE BY ZERO | #DIVIDE BY ZERO
[5 empty] | A212.F1 | AB-Y213 Short distance shipping with large size of CIF | A212.Y213 | 3 |  |  |  | 1 | 200 | [24 empty] | #DIVIDE BY ZERO | #DIVIDE BY ZERO
[5 empty] | A212.F1 | AB-Y214 Short distance shipping with oversize of CIF | A212.Y214 | 3 |  |  |  | 1 | 500 | [24 empty] | #DIVIDE BY ZERO | #DIVIDE BY ZERO
[5 empty] | A212.F1 | AB-Y221 Middle distance shipping with small size of CIF | A212.Y221 | 3 |  |  |  | 1 | 150 | [24 empty] | #DIVIDE BY ZERO | #DIVIDE BY ZERO
[5 empty] | A212.F1 | AB-Y222 Middle distance shipping with middle size of CIF | A212.Y222 | 3 |  |  |  | 1 | 200 | [24 empty] | #DIVIDE BY ZERO | #DIVIDE BY ZERO
[5 empty] | A212.F1 | AB-Y223 Middle distance shipping with large size of CIF | A212.Y223 | 3 |  |  |  | 1 | 600 | [24 empty] | #DIVIDE BY ZERO | #DIVIDE BY ZERO
[5 empty] | A212.F1 | AB-Y224 Middle distance shipping with oversize of CIF | A212.Y224 | 3 |  |  |  | 1 | 1000 | [24 empty] | #DIVIDE BY ZERO | #DIVIDE BY ZERO
[5 empty] | A212.F1 | AB-Y231 Long distance shipping with small size of CIF | A212.Y231 | 3 |  |  |  | 1 | 200 | [24 empty] | #DIVIDE BY ZERO | #DIVIDE BY ZERO
[5 empty] | A212.F1 | AB-Y232 Long distance shipping with middle size of CIF | A212.Y232 | 3 |  |  |  | 1 | 250 | [24 empty] | #DIVIDE BY ZERO | #DIVIDE BY ZERO
[5 empty] | A212.F1 | AB-Y233 Long distance shipping with large size of CIF | A212.Y233 | 3 |  |  |  | 1 | 300 | [24 empty] | #DIVIDE BY ZERO | #DIVIDE BY ZERO
[5 empty] | A212.F1 | AB-Y234 Long distance shipping with oversize of CIF | A212.Y234 | 3 |  |  |  | 1 | 700 | [24 empty] | #DIVIDE BY ZERO | #DIVIDE BY ZERO
6-Bill firm |  |  |  |  | A212.F | AB-Y3 CIP terms by air | A212.Y3 | 2.5 | 硬體成本10% |  |  | 1 | [25 empty] | #DIVIDE BY ZERO | #DIVIDE BY ZERO
[5 empty] | A212.F1 | AB-Y211 Short distance shipping with small size of CIP by air | A212.Y311 | 3 |  |  |  | 1 | 800 | [24 empty] | #DIVIDE BY ZERO | #DIVIDE BY ZERO
[5 empty] | A212.F1 | AB-Y212 Short distance shipping with middle size of CIP by air | A212.Y312 | 3 |  |  |  | 1 | 1200 | [24 empty] | #DIVIDE BY ZERO | #DIVIDE BY ZERO
[5 empty] | A212.F1 | AB-Y213 Short distance shipping with large size of CIP by air | A212.Y313 | 3 |  |  |  | 1 | 1600 | [24 empty] | #DIVIDE BY ZERO | #DIVIDE BY ZERO
[5 empty] | A212.F1 | AB-Y214 Short distance shipping with oversize of CIP by air | A212.Y314 | 3 |  |  |  | 1 | 4000 | [24 empty] | #DIVIDE BY ZERO | #DIVIDE BY ZERO
[5 empty] | A212.F1 | AB-Y221 Middle distance shipping with small size of CIP by air | A212.Y321 | 3 |  |  |  | 1 | 1200 | [24 empty] | #DIVIDE BY ZERO | #DIVIDE BY ZERO
[5 empty] | A212.F1 | AB-Y222 Middle distance shipping with middle size of CIP by air | A212.Y322 | 3 |  |  |  | 1 | 1600 | [24 empty] | #DIVIDE BY ZERO | #DIVIDE BY ZERO
[5 empty] | A212.F1 | AB-Y223 Middle distance shipping with large size of CIP by air | A212.Y323 | 3 |  |  |  | 1 | 2000 | [24 empty] | #DIVIDE BY ZERO | #DIVIDE BY ZERO
[5 empty] | A212.F1 | AB-Y224 Middle distance shipping with oversize of CIP by air | A212.Y324 | 3 |  |  |  | 1 | 4800 | [24 empty] | #DIVIDE BY ZERO | #DIVIDE BY ZERO
[5 empty] | A212.F1 | AB-Y231 Long distance shipping with small size of CIP by air | A212.Y331 | 3 |  |  |  | 1 | 1600 | [24 empty] | #DIVIDE BY ZERO | #DIVIDE BY ZERO
[5 empty] | A212.F1 | AB-Y232 Long distance shipping with middle size of CIP by air | A212.Y332 | 3 |  |  |  | 1 | 2000 | [24 empty] | #DIVIDE BY ZERO | #DIVIDE BY ZERO
[5 empty] | A212.F1 | AB-Y233 Long distance shipping with large size of CIP by air | A212.Y333 | 3 |  |  |  | 1 | 2400 | [24 empty] | #DIVIDE BY ZERO | #DIVIDE BY ZERO
[5 empty] | A212.F1 | AB-Y234 Long distance shipping with oversize of CIP by air | A212.Y334 | 3 |  |  |  | 1 | 5600 | [24 empty] | #DIVIDE BY ZERO | #DIVIDE BY ZERO
6-Bill firm |  | 0 | N |  | A116.V | AB-W Warranty coverage | A212.W | 2 | 免費 | [16 empty] | #DIVIDE BY ZERO |  | 0 | #DIVIDE BY ZERO | #UNPARSEABLE | #BLOCKED |  | 0 | #DIVIDE BY ZERO | 0 | 0 | 0 | #DIVIDE BY ZERO | #DIVIDE BY ZERO
6-Bill firm |  |  |  |  | A212.F | AB-W1 Warranty coverage | A212.W1 | 2.5 | 硬體成本10% | [28 empty] | #DIVIDE BY ZERO | #DIVIDE BY ZERO
6-Bill firm |  | 0 | A |  | A116.W05 | AB-W120 EPP absorber 20-year limited warranty -Warrants this product against defects in performance for a period of 20 years | A212.W120 | 3 |  |  |  | 1 | 0 | 0 | 0 | [8 empty] | 0 | 0 | #DIVIDE BY ZERO |  | 0 | #DIVIDE BY ZERO | #UNPARSEABLE | #BLOCKED |  | 0 | #DIVIDE BY ZERO | 0 | 0 | 0 | #DIVIDE BY ZERO | #DIVIDE BY ZERO
6-Bill firm |  |  |  |  | A212.F | AB-W5 Extended warranty | A212.W5 |  | 硬體成本10% | [28 empty] | #DIVIDE BY ZERO | #DIVIDE BY ZERO
7-預計上架 | 1 | 1 |  |  | A2 | A217 AE-Automatic equipment | A217.PON | 1 | 自動化 |  | 0 | 1 | 500 | 300 | 400 |  |  | 0 | 0 | #DIVIDE BY ZERO | 0% | 0% | 1/30前完成資料
0-未開 |  | Y |  |  | A215.PON | PC-F Fixtures | A215.F |  | 基本功能 |  |  | 1 | #UNPARSEABLE | #UNPARSEABLE | #BLOCKED |  |  |  | 0 | 式 |  |  |  | #BLOCKED | #BLOCKED | #BLOCKED | 1300000 | #BLOCKED | #BLOCKED | #UNPARSEABLE | #BLOCKED | 60000 | #BLOCKED | #BLOCKED
[5 empty] | A215.A | Extraction Tools | A215.T1 |  | 硬體成本10% | [28 empty] | #DIVIDE BY ZERO | #DIVIDE BY ZERO
[5 empty] | #UNPARSEABLE | Extraction Tools -This JIG is for withdrawing U.FL-LP-040 and similar type of connector. | A215.T11 | [30 empty] | #DIVIDE BY ZERO | #DIVIDE BY ZERO
[5 empty] | #UNPARSEABLE | 2-year regular warranty | A100-1102 | [30 empty] | #DIVIDE BY ZERO | #DIVIDE BY ZERO
2-開發 |  | Y |  |  | A217.PON | AE-P Measurement Positioner | A217.P | 2 | 基本功能 |  |  | 1 | #UNPARSEABLE | #UNPARSEABLE | #BLOCKED |  |  |  | 0 | 式 |  |  |  | #BLOCKED | #BLOCKED | #BLOCKED | 1300000 | #BLOCKED | #BLOCKED | #UNPARSEABLE | #BLOCKED | 60000 | #BLOCKED | #BLOCKED
1-評估 |  | Y |  |  | #UNPARSEABLE | AE-P1 Manaual /Linear DUT Positioner | A217.P1 | 2.5 |  |  |  | 1 | #UNPARSEABLE | #UNPARSEABLE | #BLOCKED |  |  |  | 0 | 式 |  |  | Q20108 Vietnam Viettel | #BLOCKED | #BLOCKED | #BLOCKED | 1300000 | #BLOCKED | #BLOCKED | #UNPARSEABLE | #BLOCKED | 60000 | #BLOCKED | #BLOCKED
1-評估 |  | Y |  |  | #UNPARSEABLE | AE-P2 2D DUT Positioner | A217.P2 | 2.5 |  |  |  | 1 | #UNPARSEABLE | #UNPARSEABLE | #BLOCKED |  |  |  | 0 | 式 |  |  | Q20108 Vietnam Viettel | #BLOCKED | #BLOCKED | #BLOCKED | 1300000 | #BLOCKED | #BLOCKED | #UNPARSEABLE | #BLOCKED | 60000 | #BLOCKED | #BLOCKED
0-未開 |  | Y |  |  | #UNPARSEABLE | AE-T1 2D Turntable | A217.K1 | 2 |  |  |  | 1 | #UNPARSEABLE | #UNPARSEABLE | #BLOCKED |  |  |  | 0 | 式 |  |  | Q20108 Vietnam Viettel | #BLOCKED | #BLOCKED | #BLOCKED | 1300000 | #BLOCKED | #BLOCKED | #UNPARSEABLE | #BLOCKED | 60000 | #BLOCKED | #BLOCKED
3-量產 |  |  |  |  | A211.R | AE-T11 Simple type | A217.T11 | 2.8 | [14 empty] | Inside height dimension: 1: 1.8 - 2.8m | [14 empty] | #DIVIDE BY ZERO | #DIVIDE BY ZERO
5-報價 | [5 empty] | AE-T11-20 2D Turntable -Diameter : 0.2m -Max. loading: 30 Kg -Max. speed: 3 RPM -Resolution: 0.1° -Accuracy: ±0.5° -Power consumption: 200W -Slip ring for power plug -Table size: Diameter 80cm | A217.T111 | 3 | 坦聯 |  |  |  | 200 | 100 | [23 empty] | #DIVIDE BY ZERO | #DIVIDE BY ZERO
[6 empty] | AE-T11 2D Positioner (M-Class Standard) -Diameter : 0.2m -Max. loading: 30 Kg -Max. speed: 3 RPM -Resolution: 0.1° -Accuracy: ±0.5° -Power consumption: 200W | A217.T111 | [30 empty] | #DIVIDE BY ZERO | #DIVIDE BY ZERO
[5 empty] | A211.R | AE-T12 Performance type | A217.T12 | 3 | [14 empty] | Inside height dimension: 1: 1.8 - 2.8m | [14 empty] | #DIVIDE BY ZERO | #DIVIDE BY ZERO
1-評估 | [5 empty] | AE-T12 2D Performance Turntable (M-Class Standard) -Diameter : 0.2m -Max. loading: 30 Kg -Max. speed: 3 RPM -Resolution: 0.1° -Accuracy: ±0.5° -Travel: 0° - 360° -Power consumption: 200W | A217.T121 | [6 empty] | 0 | [8 empty] | M3 | [14 empty] | #DIVIDE BY ZERO | #DIVIDE BY ZERO
3-量產 |  |  |  |  | A211.R | AE-T13 EMC Turntable | A217.T13 | 3 | [14 empty] | Inside height dimension: 1: 1.8 - 2.8m | [14 empty] | #DIVIDE BY ZERO | #DIVIDE BY ZERO
[5 empty] | A211.R | AE-T13-80 2D Turntable -Diameter : 0.8m -Max. loading: 70 Kg -Max. speed: 3 RPM -Resolution: 0.1° -Accuracy: 0.2° -Power consumption: 200W -Slip ring for power plug -Low dielectric testing table included -Table size: Diameter 80cm | A217.T131 | [30 empty] | #DIVIDE BY ZERO | #DIVIDE BY ZERO
3-量產 |  |  |  |  | A211.R | AE-T13-120 2D Turntable -Diameter : 1.2m -Max. loading: 140 Kg -Max. speed: 3 RPM -Resolution: 0.1° -Accuracy: 0.2° -Power consumption: 200W -Slip ring for power plug -Low dielectric testing table included -Table size: Diameter 80cm | A217.T132 | 3 | [29 empty] | #DIVIDE BY ZERO | #DIVIDE BY ZERO
[5 empty] | A211.R | AE-T13-160 2D Turntable -Diameter : 1.6m -Max. loading: 150 Kg -Max. speed: 3 RPM -Resolution: 0.1° -Accuracy: 0.2° -Power consumption: 200W -Slip ring for power plug -Low dielectric testing table included -Table size: Diameter 80cm | A217.T133 | [30 empty] | #DIVIDE BY ZERO | #DIVIDE BY ZERO
1-評估 |  |  |  |  | A211.R | AE-T13-200 2D Turntable -Diameter :2.0m -Max. loading: 500 Kg -Max. speed: 3 RPM -Positioning accuracy + / - 1∘ -Power consumption: 200W | A217.T134 | [6 empty] | 300 | [23 empty] | #DIVIDE BY ZERO | #DIVIDE BY ZERO
[5 empty] | A211.R | EMC 2M 2D轉台 | B556-K-KT.T2000.2D | [6 empty] | 300 | [23 empty] | #DIVIDE BY ZERO | #DIVIDE BY ZERO
1-評估 |  |  |  |  | A211.R | AE-T13-150 2D Turntable -Diameter :1.5m -Max. loading: 500 Kg -Max. speed: 3 RPM -Positioning accuracy + / - 1∘ -Power consumption: 200W | A217.T135 | [6 empty] | 250 | [23 empty] | #DIVIDE BY ZERO | #DIVIDE BY ZERO
[5 empty] | A211.R | EMC 1.5M 2D轉台 | B556-K-KT.T1500.2D | [6 empty] | 250 | [23 empty] | #DIVIDE BY ZERO | #DIVIDE BY ZERO
2-開發 |  |  |  |  | A211.R | AE-T13-150 3D Turntable -Diameter :2.0m -Max. loading: 500 Kg -Max. speed: 3 RPM -Positioning accuracy + / - 1∘ -Power consumption: 200W -Moveable PHI PHI axis type | A217.T136 | [6 empty] | 450 | [23 empty] | #DIVIDE BY ZERO | #DIVIDE BY ZERO
[5 empty] | A211.R | EMC 2.0M 2D轉台+可拆卸PHI軸 | B556-K-KT.T2000.3D | [6 empty] | 450 | [23 empty] | #DIVIDE BY ZERO | #DIVIDE BY ZERO
5-報價 |  |  |  |  | A211.R | AE-T13-300 2D Turntable -Diameter : 3.0m -Max. loading: 500 Kg -Max. speed: 3 RPM -Resolution: 0.1° -Accuracy: 0.2° -Power consumption: 500W -Slip ring for power plug -Low dielectric testing table included -Table size: Diameter L200 x W100 x H80cm -Controller included | A217.T135 | [30 empty] | #DIVIDE BY ZERO | #DIVIDE BY ZERO
[5 empty] | A211.R | AE-T14 Moveable type | A217.T14 | 3 | [14 empty] | Inside height dimension: 1: 1.8 - 2.8m | [14 empty] | #DIVIDE BY ZERO | #DIVIDE BY ZERO
[5 empty] | A211.R | AE-T15 Manually Type | A217.T14 | 3 | [14 empty] | Inside height dimension: 1: 1.8 - 2.8m | [14 empty] | #DIVIDE BY ZERO | #DIVIDE BY ZERO
3-量產 |  |  |  |  | A211.R | AE-T19 Standard Fixtures | A217.T19 | 3 | [14 empty] | Inside height dimension: 1: 1.8 - 2.8m | [14 empty] | #DIVIDE BY ZERO | #DIVIDE BY ZERO
1-評估 | [5 empty] | AE-T19 Fixture (M-Class 1.5) -Platform size: 50 cm in diameter -Platform height: -15 cm from center -Material: Styrofoam | A217.T191 | [15 empty] | M3 | [14 empty] | #DIVIDE BY ZERO | #DIVIDE BY ZERO
1-評估 | [5 empty] | AE-T19 Fixture (M-Class 1.0) -Platform size: 50 cm in diameter -Platform height: -15 cm from center -Material: Styrofoam | A217.T192 | [15 empty] | M3 | [14 empty] | #DIVIDE BY ZERO | #DIVIDE BY ZERO
1-評估 | [5 empty] | AE-T19 Fixture (M-Class 2.0) -Platform size: 50 cm in diameter -Platform height: -15 cm from center -Material: Styrofoam | A217.T193 | [15 empty] | M3 | [14 empty] | #DIVIDE BY ZERO | #DIVIDE BY ZERO
1-評估 | [5 empty] | AE-T19 Fixture (M-Class 0.8) -Platform size: 50 cm in diameter -Platform height: -15 cm from center -Material: Styrofoam | A217.T194 | [15 empty] | M3 | [14 empty] | #DIVIDE BY ZERO | #DIVIDE BY ZERO
1-評估 | [5 empty] | AE-T19 Fixture (TP) -Platform size: 50 cm in diameter -Platform height: -15 cm from center -Material: Styrofoam | A217.T196 | [6 empty] | 0 | [8 empty] | M3 | [14 empty] | #DIVIDE BY ZERO | #DIVIDE BY ZERO
1-評估 |  |  |  |  | A211.R | AE-P21 ?2D Standard Positioner | A217.P21 | 2.8 | [14 empty] | Inside height dimension: 1: 1.8 - 2.8m | [14 empty] | #DIVIDE BY ZERO | #DIVIDE BY ZERO
1-評估 |  |  |  |  | A211.R | AE-P22 2D Performance Positioner | A217.P22 | 3 | [14 empty] | Inside height dimension: 1: 1.8 - 2.8m | [14 empty] | #DIVIDE BY ZERO | #DIVIDE BY ZERO
1-評估 |  |  |  |  | A211.R | AE-P23 2D EMC Turntable | A217.P23 | 3 | [14 empty] | Inside height dimension: 1: 1.8 - 2.8m | [14 empty] | #DIVIDE BY ZERO | #DIVIDE BY ZERO
2-開發 |  | Y |  |  | #UNPARSEABLE | AE-P3 3D DUT Positioner | A217.P3 | 2.5 |  |  |  | 1 | #UNPARSEABLE | #UNPARSEABLE | #BLOCKED |  |  |  | 0 | 式 |  |  | Q20108 Vietnam Viettel | #BLOCKED | #BLOCKED | #BLOCKED | 1300000 | #BLOCKED | #BLOCKED | #UNPARSEABLE | #BLOCKED | 60000 | #BLOCKED | #BLOCKED
3-量產 |  |  |  |  | A211.R | AE-P31 ?3D Standard Positioner | A217.P31 | 2.8 | [14 empty] | Inside height dimension: 1: 1.8 - 2.8m | [14 empty] | #DIVIDE BY ZERO | #DIVIDE BY ZERO
3-量產 |  |  |  |  | A211.R | AE-P31.80 -M587.2622..水平式3電波暗室轉台 | A217.P31.80 | 3 | AE-P31 3D Standard Positioner Diameter: 80 cm Height: 80 cm Max. loading: 10kg @1cm Theta Max. loading: 20kg Phi. Max. torque: 1kg-m Theta speed: 0.1 - 10 RPM @ 20kg Phi speed: 0.1 - 10 RPM @ 1kg SN: 001.02.2026, Logo, web site,Made in Taiwan | [28 empty] | #DIVIDE BY ZERO | #DIVIDE BY ZERO
1-評估 |  |  |  |  | A211.R | AE-P31.120 | A217.P31.80 | [30 empty] | #DIVIDE BY ZERO | #DIVIDE BY ZERO
2-開發 |  |  |  |  | A211.R | AE-P32 3D Performance Positioner Precise | A217.P32 | 2.8 | [14 empty] | Inside height dimension: 1: 1.8 - 2.8m | [14 empty] | #DIVIDE BY ZERO | #DIVIDE BY ZERO
1-評估 |  |  |  |  | A211.R | 精密 | [31 empty] | #DIVIDE BY ZERO | #DIVIDE BY ZERO
1-評估 |  |  |  |  | A211.R | 垂直掛 | [31 empty] | #DIVIDE BY ZERO | #DIVIDE BY ZERO
2-開發 |  |  |  |  | A211.R | AE-P33 3D Havery duty positioner Heavry | A217.P33 | 2.8 | [14 empty] | Inside height dimension: 1: 1.8 - 2.8m | [14 empty] | #DIVIDE BY ZERO | #DIVIDE BY ZERO
0-未開 |  |  |  |  | A211.R | AE-P35 3D EMC Turntable | A217.P35 | 2.8 | [14 empty] | Inside height dimension: 1: 1.8 - 2.8m | [14 empty] | #DIVIDE BY ZERO | #DIVIDE BY ZERO
2-開發 |  |  |  |  | A211.R | AE-P39 Upgrade kits | A217.P39 | 2.8 | [14 empty] | Inside height dimension: 1: 1.8 - 2.8m | [14 empty] | #DIVIDE BY ZERO | #DIVIDE BY ZERO
0-未開 |  | Y |  |  | #UNPARSEABLE | AE-T3 OTA 3D Turntable | A217.T3 | 1 |  |  |  | 1 | #UNPARSEABLE | #UNPARSEABLE | #BLOCKED |  |  |  | 0 | 式 |  |  | Q20108 Vietnam Viettel | #BLOCKED | #BLOCKED | #BLOCKED | 1300000 | #BLOCKED | #BLOCKED | #UNPARSEABLE | #BLOCKED | 60000 | #BLOCKED | #BLOCKED
3-量產 |  |  |  |  | A211.R | AE-T32 Performance type | A217.T32 | 3 | [14 empty] | Inside height dimension: 1: 1.8 - 2.8m | [14 empty] | #DIVIDE BY ZERO | #DIVIDE BY ZERO
1-評估 | [5 empty] | AE-T32 3D Performance Type Turntable -Motion: Roll/ Azimuth -Diameter : 0.6m -Max. vertical loading: 2Kg -Max. speed: 12RPM (Roll) / 6RPM (Azimuth) -Resolution: 0.1° -Encoder accuracy: ±0.5° -Travel: 0° - 360° -Power consumption: 140W -Adaptor platform -AE-T39 Flat Plate Fixture | A217.T321 | 3 | 插座位置: 轉桌盤面上 插座形式: RJ-45Giga x2, USB3.0 x2, DC2.1mm x2, ACx1 |  |  |  |  | 0 | [8 empty] | R2 | [14 empty] | #DIVIDE BY ZERO | #DIVIDE BY ZERO
1-評估 | [5 empty] | AE-T32 3D Performance Type Turntable -Motion: Roll/ Azimuth -Diameter : 1.2m -Max. vertical loading: 10Kg -Max. speed: 20 RPM (Roll) / 7 RPM (Azimuth) -Maximum torque: 8 N-m -Resolution: 0.1° -Encoder Accuracy: ±0.5° -Travel: 0° - 360° -Power: 220VAC -Power consumption: 700W -Adaptor platform | A217.T325 | 3 | [5 empty] | 0 | [23 empty] | #DIVIDE BY ZERO | #DIVIDE BY ZERO
1-評估 | [5 empty] | AE-T32 3D Performance Type Turntable -Motion: Roll/ Azimuth -Diameter : 0.8m -Max. vertical loading: 8Kg -Max. speed: 12RPM (Roll) / 6RPM (Azimuth) -Resolution: 0.1° -Encoder accuracy: ±0.5° -Travel: 0° - 360° -Power consumption: 140W | A217.T323 | 3 | [5 empty] | 0 | [23 empty] | #DIVIDE BY ZERO | #DIVIDE BY ZERO
3-量產 | [5 empty] | AE-T32-80 3D Performance Type Turntable -Diameter : 0.8m -Max. loading: 30 Kg -Max. speed: 3 RPM -Resolution: 0.1° -Accuracy: 0.2° -Power consumption: 100W -SMA rotary joint x 2 included -Fixtures included | A217.T323 | 3 |  |  |  |  | 500 | 350 | 450 | [7 empty] | P21107建漢 | [14 empty] | #DIVIDE BY ZERO | #DIVIDE BY ZERO
[5 empty] | A211.R | AE-T36 特殊規格 | A217.T36 | 3 | [14 empty] | Inside height dimension: 1: 1.8 - 2.8m | [14 empty] | #DIVIDE BY ZERO | #DIVIDE BY ZERO
1-評估 | [5 empty] | AE-T36 3D Performance Type Turntable -Motion: Roll (U shape)/ Azimuth -Diameter : 2.1m -Max. vertical loading: 100Kg -Max. capacity DUT size: 90 x 90 x 40cm -Max. speed: 8 RPM (Roll) / 6 RPM (Azimuth) -Maximum torque: 1000 N-m (Roll) / 90 N-m (Azimuth) -Resolution: 0.1° -Encoder Accuracy: ±0.01° -Travel: 0° - 360° -Power: 220VAC -Power consumption: 1500W -Adaptor platform | A211.R101 | [6 empty] | 0 | [23 empty] | #DIVIDE BY ZERO | #DIVIDE BY ZERO
[5 empty] | A211.R | AE-T35 Manually Type | A217.T14 | 3 | [14 empty] | Inside height dimension: 1: 1.8 - 2.8m | [14 empty] | #DIVIDE BY ZERO | #DIVIDE BY ZERO
3-量產 |  |  |  |  | A211.R | AE-T39 Standard Fixtures | A217.T39 | 3 | [14 empty] | Inside height dimension: 1: 1.8 - 2.8m | [14 empty] | #DIVIDE BY ZERO | #DIVIDE BY ZERO
1-評估 | [5 empty] | AE-T39 Flat Plate Fixture -Main material: FR4 -Plate size: 20cm -Max. vertical loading: 2Kg (no bending: 0.5kg) | A217.T391 |  | 插座位置: 轉桌盤面上 插座形式: RJ-45Giga x2, USB3.0 x2, DC2.1mm x2, ACx1 |  |  | 1 |  | 0 | [8 empty] | R2 | [14 empty] | #DIVIDE BY ZERO | #DIVIDE BY ZERO
1-評估 | [5 empty] | AE-T39 Flat Plate Fixture -Main material: FR4 -Plate size: 30cm -Max. vertical loading: 3Kg (no bending: 0.5kg) | A217.T392 |  | 插座位置: 轉桌盤面上 插座形式: RJ-45Giga x2, USB3.0 x2, DC2.1mm x2, ACx1 |  |  | 1 |  | 0 | [8 empty] | R2 | [14 empty] | #DIVIDE BY ZERO | #DIVIDE BY ZERO
1-評估 | [5 empty] | AE-T39 Handheld Device Fixture -Main material: FR4 -Max. vertical loading: 1Kg (no bending: 0.3kg) | A217.T393 |  | 插座位置: 轉桌盤面上 插座形式: RJ-45Giga x2, USB3.0 x2, DC2.1mm x2, ACx1 |  |  | 1 |  | 0 | [8 empty] | R2 | [14 empty] | #DIVIDE BY ZERO | #DIVIDE BY ZERO
1-評估 | [5 empty] | AE-T39 Laptop Fixture -Main material: POM -Plate size: Support 11" to 19" screen sized laptop -Max. vertical loading: 3Kg | A217.T395 |  | 插座位置: 轉桌盤面上 插座形式: RJ-45Giga x2, USB3.0 x2, DC2.1mm x2, ACx1 |  |  | 1 |  | 0 | [8 empty] | R2 | [14 empty] | #DIVIDE BY ZERO | #DIVIDE BY ZERO
1-評估 | [5 empty] | AE-T39 Head Phantom Fixture -Main material: FR4 -Compatibility: SPEAG SAM head phantom V4.5 | A217.T397 |  | 插座位置: 轉桌盤面上 插座形式: RJ-45Giga x2, USB3.0 x2, DC2.1mm x2, ACx1 |  |  | 1 |  | 0 | [8 empty] | R2 | [14 empty] | #DIVIDE BY ZERO | #DIVIDE BY ZERO
1-評估 | [5 empty] | AE-T39 Hands\Wrist\Forearm Fixture -Main material: FR4 -Compatibility: SPEAG SHO Fixture X Version 5 | A217.T398 |  | 插座位置: 轉桌盤面上 插座形式: RJ-45Giga x2, USB3.0 x2, DC2.1mm x2, ACx1 |  |  | 1 |  | 0 | [8 empty] | R2 | [14 empty] | #DIVIDE BY ZERO | #DIVIDE BY ZERO
1-評估 |  | Y |  |  | #UNPARSEABLE | AE-P4 Special DUT Positioner | A217.P4 | 2.5 |  |  |  | 1 | #UNPARSEABLE | #UNPARSEABLE | #BLOCKED |  |  |  | 0 | 式 |  |  | Q20108 Vietnam Viettel | #BLOCKED | #BLOCKED | #BLOCKED | 1300000 | #BLOCKED | #BLOCKED | #UNPARSEABLE | #BLOCKED | 60000 | #BLOCKED | #BLOCKED
1-評估 |  |  |  |  | A217.PON | AE-P42 Dual Channel Positroner Controller | A217.P42 | [6 empty] | 0 | [9 empty] | 0 |  | #DIVIDE BY ZERO |  | 0 | #DIVIDE BY ZERO | #UNPARSEABLE | #BLOCKED |  | 0 | #DIVIDE BY ZERO
1-評估 |  |  |  |  | A217.PON | AE-P42 Dual Channel Positroner Controller -Standard 19" rack mount -Control type: Fiber optical with ST connector | A217.P421 | [6 empty] | 0 | [9 empty] | 0 |  | #DIVIDE BY ZERO |  | 0 | #DIVIDE BY ZERO | #UNPARSEABLE | #BLOCKED |  | 0 | #DIVIDE BY ZERO
0-未開 |  | Y |  |  | #UNPARSEABLE | AE-T4 Controller | A217.T4 | 1 |  |  |  | 1 | #UNPARSEABLE | #UNPARSEABLE | #BLOCKED |  |  |  | 0 | 式 |  |  | Q20108 Vietnam Viettel | #BLOCKED | #BLOCKED | #BLOCKED | 1300000 | #BLOCKED | #BLOCKED | #UNPARSEABLE | #BLOCKED | 60000 | #BLOCKED | #BLOCKED
1-評估 |  |  |  |  | A217.PON | AE-T41 Dual Channel Positroner Controller -Standard 19" rack mount -Control type: Fiber optical with ST connector | A217.T41 | [6 empty] | 80 | [9 empty] | 80 |  | #DIVIDE BY ZERO |  | -80 | #DIVIDE BY ZERO | #UNPARSEABLE | #BLOCKED |  | -2.6667 | #DIVIDE BY ZERO
[6 empty] | EMC轉台天線塔控制器 | B556-K-KT.C2 |  |  |  |  | 1 |  | 80
3-量產 |  |  |  |  | A211.R | AE-T42 | A217.T42 | 3 | [14 empty] | Inside height dimension: 1: 1.8 - 2.8m | [14 empty] | #DIVIDE BY ZERO | #DIVIDE BY ZERO
[5 empty] | A211.R | AE-T43 | A217.T43 | 3 | [14 empty] | Inside height dimension: 1: 1.8 - 2.8m | [14 empty] | #DIVIDE BY ZERO | #DIVIDE BY ZERO
[5 empty] | A211.R | AE-T45 Manually Type | A217.T14 | 3 | [14 empty] | Inside height dimension: 1: 1.8 - 2.8m | [14 empty] | #DIVIDE BY ZERO | #DIVIDE BY ZERO
3-量產 |  |  |  |  | A211.R | AE-T49 Accessories | A217.T49 | 3 | [14 empty] | Inside height dimension: 1: 1.8 - 2.8m | [14 empty] | #DIVIDE BY ZERO | #DIVIDE BY ZERO
1-評估 |  | Y |  |  | #UNPARSEABLE | AE-P5 Positioner Controller | A217.P5 | 2.5 |  |  |  | 1 | #UNPARSEABLE | #UNPARSEABLE | #BLOCKED |  |  |  | 0 | 式 |  |  | Q20108 Vietnam Viettel | #BLOCKED | #BLOCKED | #BLOCKED | 1300000 | #BLOCKED | #BLOCKED | #UNPARSEABLE | #BLOCKED | 60000 | #BLOCKED | #BLOCKED
0-未開 |  | Y |  |  | #UNPARSEABLE | AE-T2 Antenna Tower | A217.T2 | 3 |  |  |  | 1 | #UNPARSEABLE | #UNPARSEABLE | #BLOCKED |  |  |  | 0 | 式 |  |  | Q20108 Vietnam Viettel | #BLOCKED | #BLOCKED | #BLOCKED | 1300000 | #BLOCKED | #BLOCKED | #UNPARSEABLE | #BLOCKED | 60000 | #BLOCKED | #BLOCKED
3-量產 |  |  |  |  | A211.R | AE-T21 Standard antenna tower | A217.T21 | 3 | [14 empty] | Inside height dimension: 1: 1.8 - 2.8m | [14 empty] | #DIVIDE BY ZERO | #DIVIDE BY ZERO
1-評估 |  |  |  |  | A217.PON | AE-T21-200 Standard antenna tower -Height adjustable range: 1 - 2m -Position accuracy: 0.5 cm -Total mast height: 2.5m -Max. loading: 8 Kg -Antenna polarization switching: 0° / 90° By pneumatic. -Power consumption: 100W | A217.T212 | [15 empty] | M3 |  |  | #DIVIDE BY ZERO |  | 0 | #DIVIDE BY ZERO | #UNPARSEABLE | #BLOCKED |  | 0 | #DIVIDE BY ZERO
[5 empty] | A217.PON | AE-T21-300 Standard antenna tower - | A217.T213 | [18 empty] | #DIVIDE BY ZERO |  | 0 | #DIVIDE BY ZERO | #UNPARSEABLE | #BLOCKED |  | 0 | #DIVIDE BY ZERO
[5 empty] | A217.PON | AE-T21-400 Standard antenna tower - | A217.T214 | [18 empty] | #DIVIDE BY ZERO |  | 0 | #DIVIDE BY ZERO | #UNPARSEABLE | #BLOCKED |  | 0 | #DIVIDE BY ZERO
3-量產 |  |  |  |  | A211.R | AE-T22 Bore-sight Antenna Tower | A217.T22 | 3 | [14 empty] | Inside height dimension: 1: 1.8 - 2.8m | [14 empty] | #DIVIDE BY ZERO | #DIVIDE BY ZERO
0-未開 |  |  |  |  | A217.PON | AE-T22-200 Standard antenna tower - | A217.T222 | [18 empty] | #DIVIDE BY ZERO |  | 0 | #DIVIDE BY ZERO | #UNPARSEABLE | #BLOCKED |  | 0 | #DIVIDE BY ZERO
[5 empty] | A217.PON | AE-T22-300 Standard antenna tower - | A217.T223 | [18 empty] | #DIVIDE BY ZERO |  | 0 | #DIVIDE BY ZERO | #UNPARSEABLE | #BLOCKED |  | 0 | #DIVIDE BY ZERO
1-評估 |  |  |  |  | A217.PON | AE-T22-400 Bore-sight Antenna Tower(EMI) -Scanning range: 1 - 4m -Max. loading: 10 Kg -Bore-sight function -Antenna polarization switching: By pneumatic. -Power consumption: 100W | A217.T224 | [6 empty] | 340 | [9 empty] | 340 |  | #DIVIDE BY ZERO |  | -340 | #DIVIDE BY ZERO | #UNPARSEABLE | #BLOCKED |  | -11.3333 | #DIVIDE BY ZERO
[5 empty] | A211.R | 4M Bore-sight天線架 | B556-K-KT.BS4000 |  |  |  |  | 1 |  | 340 | [23 empty] | #DIVIDE BY ZERO | #DIVIDE BY ZERO
[5 empty] | A217.PON | AE-T22-200 Standard antenna tower - | A217.T225 | [18 empty] | #DIVIDE BY ZERO |  | 0 | #DIVIDE BY ZERO | #UNPARSEABLE | #BLOCKED |  | 0 | #DIVIDE BY ZERO
3-量產 |  |  |  |  | A211.R | AE-T23 Automatic Antenna Tower | A217.T23 | 3 | [14 empty] | Inside height dimension: 1: 1.8 - 2.8m | [14 empty] | #DIVIDE BY ZERO | #DIVIDE BY ZERO
1-評估 |  |  |  |  | A211.R | AE-T23-200 Automatic Antenna Tower -Scanning range: 1 - 2m -Max. loading: 10 Kg -Antenna polarization switching: By pneumatic. -Power consumption: 100W | A217.T232 | [6 empty] | 190 | [23 empty] | #DIVIDE BY ZERO | #DIVIDE BY ZERO
[5 empty] | A217.PON | 2M 水平Scan天線架 | B556-K-KT.A2000 |  |  |  |  | 1 |  | 190 | [9 empty] | 190 |  | #DIVIDE BY ZERO |  | -190 | #DIVIDE BY ZERO | #UNPARSEABLE | #BLOCKED |  | -6.3333 | #DIVIDE BY ZERO
[5 empty] | A211.R | AE-T25 Manually Type | A217.T14 | 3 | [14 empty] | Inside height dimension: 1: 1.8 - 2.8m | [14 empty] | #DIVIDE BY ZERO | #DIVIDE BY ZERO
1-評估 |  |  |  |  | A217.PON | AE-T62 Manually Antenna Tower -Height adjustable range: 1 - 1.8m -Total mast height: 2.0m -Max. loading: 8 Kg -Capacity: Single directional antenna -Antenna polarization switching: Manually | A217.T621 | [6 empty] | 0 | [8 empty] | M3 | 0 |  | #DIVIDE BY ZERO |  | 0 | #DIVIDE BY ZERO | #UNPARSEABLE | #BLOCKED |  | 0 | #DIVIDE BY ZERO
1-評估 |  |  |  |  | A217.PON | AE-T62 Manually Antenna Tower -Height adjustable range: 0.5 - 1m -Total mast height: 1.5m -Max. loading: 1 Kg -Capacity: 4 Omni antennas -Antenna polarization switching: Manually | A217.T622 | [6 empty] | 0 | [8 empty] | M3 | 0 |  | #DIVIDE BY ZERO |  | 0 | #DIVIDE BY ZERO | #UNPARSEABLE | #BLOCKED |  | 0 | #DIVIDE BY ZERO
3-量產 |  |  |  |  | A211.R | AE-T29 Standard Fixtures | A217.T29 | 3 | [14 empty] | Inside height dimension: 1: 1.8 - 2.8m | [14 empty] | #DIVIDE BY ZERO | #DIVIDE BY ZERO
1-評估 |  | Y |  |  | #UNPARSEABLE | AE-P7 Antenna Positioner | A217.P7 | 2.5 |  |  |  | 1 | #UNPARSEABLE | #UNPARSEABLE | #BLOCKED |  |  |  | 0 | 式 |  |  | Q20108 Vietnam Viettel | #BLOCKED | #BLOCKED | #BLOCKED | 1300000 | #BLOCKED | #BLOCKED | #UNPARSEABLE | #BLOCKED | 60000 | #BLOCKED | #BLOCKED
6-Bill firm |  |  |  |  | A211.R | AE-P11 Manual Antenna Tower | A217.P61 | 2.8 | [14 empty] | Inside height dimension: 1: 1.8 - 2.8m | [14 empty] | #DIVIDE BY ZERO | #DIVIDE BY ZERO
1-評估 |  |  |  |  | A217.PON | AE-T111 Manually Antenna Tower -Scanning range: 0.5 - 1m -Max. loading: 10 Kg -Antenna polarization switching: By Manually | A217.P111 | 3 | [5 empty] | 0 | [9 empty] | 0 |  | #DIVIDE BY ZERO |  | 0 | #DIVIDE BY ZERO | #UNPARSEABLE | #BLOCKED |  | 0 | #DIVIDE BY ZERO
6-Bill firm |  |  |  |  | A211.R | AE-P12 Standard Antenna Tower | A217.P62 | 2.8 | [14 empty] | Inside height dimension: 1: 1.8 - 2.8m | [14 empty] | #DIVIDE BY ZERO | #DIVIDE BY ZERO
1-評估 |  |  |  |  | A217.PON | AE-T122 Standard antenna tower -Height adjustable range: 1 - 2m -Position accuracy: 0.5 cm -Total mast height: 2.5m -Max. loading: 8 Kg -Antenna polarization switching: 0° / 90° By pneumatic. -Power consumption: 100W | A217.P122 | 3 | [14 empty] | M3 |  |  | #DIVIDE BY ZERO |  | 0 | #DIVIDE BY ZERO | #UNPARSEABLE | #BLOCKED |  | 0 | #DIVIDE BY ZERO
1-評估 |  |  |  |  | A217.PON | AE-T123 Standard antenna tower -Height adjustable range: 1 - 3m -Position accuracy: 0.5 cm -Total mast height: 2.5m -Max. loading: 8 Kg -Antenna polarization switching: 0° / 90° By pneumatic. -Power consumption: 100W | A217.P123 | 3 | [17 empty] | #DIVIDE BY ZERO |  | 0 | #DIVIDE BY ZERO | #UNPARSEABLE | #BLOCKED |  | 0 | #DIVIDE BY ZERO
1-評估 |  |  |  |  | A217.PON | AE-T124 Standard antenna tower -Height adjustable range: 1 - 4m -Position accuracy: 0.5 cm -Total mast height: 2.5m -Max. loading: 8 Kg -Antenna polarization switching: 0° / 90° By pneumatic. -Power consumption: 100W | A217.P124 | 3 | [17 empty] | #DIVIDE BY ZERO |  | 0 | #DIVIDE BY ZERO | #UNPARSEABLE | #BLOCKED |  | 0 | #DIVIDE BY ZERO
6-Bill firm |  |  |  |  | A211.R | AE-P13 Bore-sight Antenna Tower | A217.P63 | 2.8 | [14 empty] | Inside height dimension: 1: 1.8 - 2.8m | [14 empty] | #DIVIDE BY ZERO | #DIVIDE BY ZERO
1-評估 |  |  |  |  | A217.PON | AE-T134 Bore-sight Antenna Tower(EMI) -Scanning range: 1 - 4m -Max. loading: 10 Kg -Bore-sight function -Antenna polarization switching: By pneumatic. -Power consumption: 100W | A217.P134 | [6 empty] | 0 | [9 empty] | 0 |  | #DIVIDE BY ZERO |  | 0 | #DIVIDE BY ZERO | #UNPARSEABLE | #BLOCKED |  | 0 | #DIVIDE BY ZERO
6-Bill firm |  |  |  |  | A211.R | AE-P15 Virtual Control Standard Antenna Tower | A217.P65 | 2.8 | [14 empty] | Inside height dimension: 1: 1.8 - 2.8m | [14 empty] | #DIVIDE BY ZERO | #DIVIDE BY ZERO
6-Bill firm |  |  |  |  | A211.R | AE-P16 Virtual Control Bore-sight Antenna Tower | A217.P66 | 2.8 | [14 empty] | Inside height dimension: 1: 1.8 - 2.8m | [14 empty] | #DIVIDE BY ZERO | #DIVIDE BY ZERO
0-未開 |  | Y |  |  | #UNPARSEABLE | AE-T7 Feed antenna positioner | A217.T7 | 3 |  |  |  | 1 | #UNPARSEABLE | #UNPARSEABLE | #BLOCKED |  |  |  | 0 | 式 |  |  | Q20108 Vietnam Viettel | #BLOCKED | #BLOCKED | #BLOCKED | 1300000 | #BLOCKED | #BLOCKED | #UNPARSEABLE | #BLOCKED | 60000 | #BLOCKED | #BLOCKED
3-量產 |  |  |  |  | A211.R | AE-T71 Sample feed antenna positioner | A217.T72 | 3 | [14 empty] | Inside height dimension: 1: 1.8 - 2.8m | [14 empty] | #DIVIDE BY ZERO | #DIVIDE BY ZERO
3-量產 |  |  |  |  | A211.R | AE-T72 Professioal feed antenna positioner | A217.T72 | 3 | [14 empty] | Inside height dimension: 1: 1.8 - 2.8m | [14 empty] | #DIVIDE BY ZERO | #DIVIDE BY ZERO
1-評估 | [5 empty] | AE-T72 Auto Feed Positioner -4 axis positioner: AZ/ X/ Y/ Z -Az: Travel ±10°with accuracy 0.5° -X axis: Travel ±100 mm with accuracy 0.5 mm -Y axis: Travel ±450 mm with accuracy 0.5 mm -Z axis: Travel ±100 mm with accuracy 0.5 mm -Electric control for feed position switch -Capacity: 3 antennas typically | A217.T721 | 3 | 插座位置: 轉桌盤面上 插座形式: RJ-45Giga x2, USB3.0 x2, DC2.1mm x2, ACx1 |  |  |  |  | 0 | [8 empty] | R2 | [14 empty] | #DIVIDE BY ZERO | #DIVIDE BY ZERO
1-評估 | [5 empty] | AE-T72 Auto Feed Positioner -4 axis positioner: AZ/ X/ Y/ Z -Az: Travel ±10°with accuracy 0.5° -X axis: Travel ±50 mm with accuracy 0.5 mm -Y axis: Travel ±150 mm with accuracy 0.5 mm -Z axis: Travel ±50 mm with accuracy 0.5 mm -Electric control for feed position switch -Capacity: 3 antennas typically | A217.T722 | 3 | 插座位置: 轉桌盤面上 插座形式: RJ-45Giga x2, USB3.0 x2, DC2.1mm x2, ACx1 |  |  |  |  | 0 | [8 empty] | R2 | [14 empty] | #DIVIDE BY ZERO | #DIVIDE BY ZERO
3-量產 |  |  |  |  | A211.R | AE-T75 Manual feed antenna positioner | A217.T71 | 3 | [14 empty] | Inside height dimension: 1: 1.8 - 2.8m | [14 empty] | #DIVIDE BY ZERO | #DIVIDE BY ZERO
1-評估 | [5 empty] | AE-T71 Manual Feed Positioner (R2/ R3) -4 axis positioner: Polarization/ X/ Y/ Z -Polarization: 0°/ 90° with accuracy 2° -Z axis: Travel 0-50 mm with accuracy 1 mm -Manual control the X/Y/Z axis for phase center -Feed switch: Manual | A217.T711 | 3 | 插座位置: 轉桌盤面上 插座形式: RJ-45Giga x2, USB3.0 x2, DC2.1mm x2, ACx1 |  |  |  |  | 0 | [8 empty] | R2 | [14 empty] | #DIVIDE BY ZERO | #DIVIDE BY ZERO
1-評估 | [5 empty] | AE-T71 Manual Feed Positioner -4 axis positioner: AZ/ X/ Y/ Z -Az: Travel ±10° -X axis: Travel ±100 mm -Y axis: Travel ±450 mm -Z axis: Travel ±100 mm -Manual feed position operation -Capacity: Single antenna | A217.T712 | 3 | 插座位置: 轉桌盤面上 插座形式: RJ-45Giga x2, USB3.0 x2, DC2.1mm x2, ACx1 |  |  |  |  | 0 | [8 empty] | R2 | [14 empty] | #DIVIDE BY ZERO | #DIVIDE BY ZERO
3-量產 |  |  |  |  | A211.R | AE-T79 Standard Fixtures | A217.T79 | 3 | [14 empty] | Inside height dimension: 1: 1.8 - 2.8m | [14 empty] | #DIVIDE BY ZERO | #DIVIDE BY ZERO
0-未開 |  | Y |  |  | #UNPARSEABLE | AE-P8 Calibration Scanner | A217.P8 | 2.5 |  |  |  | 1 | #UNPARSEABLE | #UNPARSEABLE | #BLOCKED |  |  |  | 0 | 式 |  |  | Q20108 Vietnam Viettel | #BLOCKED | #BLOCKED | #BLOCKED | 1300000 | #BLOCKED | #BLOCKED | #UNPARSEABLE | #BLOCKED | 60000 | #BLOCKED | #BLOCKED
0-未開 |  | Y |  |  | #UNPARSEABLE | AE-T5 Scanner | A217.T5 | 3 |  |  |  | 1 | #UNPARSEABLE | #UNPARSEABLE | #BLOCKED |  |  |  | 0 | 式 |  |  | Q20108 Vietnam Viettel | #BLOCKED | #BLOCKED | #BLOCKED | 1300000 | #BLOCKED | #BLOCKED | #UNPARSEABLE | #BLOCKED | 60000 | #BLOCKED | #BLOCKED
3-量產 |  |  |  |  | A211.R | AE-T51 Single axial Scanner | A217.T51 | 3 | [14 empty] | Inside height dimension: 1: 1.8 - 2.8m | [14 empty] | #DIVIDE BY ZERO | #DIVIDE BY ZERO
[5 empty] | A211.R | AE-T52 Dual-axial Scanner | A217.T52 | 3 | [14 empty] | Inside height dimension: 1: 1.8 - 2.8m | [14 empty] | #DIVIDE BY ZERO | #DIVIDE BY ZERO
3-量產 |  |  |  |  | A211.R | AE-T53Tri-axial Scanner | A217.T53 | 3 | [14 empty] | Inside height dimension: 1: 1.8 - 2.8m | [14 empty] | #DIVIDE BY ZERO | #DIVIDE BY ZERO
[5 empty] | A211.R | AE-T54 Qual-axial Scanner | A217.T54 | 3 | [14 empty] | Inside height dimension: 1: 1.8 - 2.8m | [14 empty] | #DIVIDE BY ZERO | #DIVIDE BY ZERO
[5 empty] | A211.R | AE-T55 Manually Type | A217.T14 | 3 | [14 empty] | Inside height dimension: 1: 1.8 - 2.8m | [14 empty] | #DIVIDE BY ZERO | #DIVIDE BY ZERO
[5 empty] | A211.R | AE-T59 Standard Fixtures | A217.T59 | 3 | [14 empty] | Inside height dimension: 1: 1.8 - 2.8m | [14 empty] | #DIVIDE BY ZERO | #DIVIDE BY ZERO
1-評估 |  |  |  |  | A217.PON | AE-P52 2D Scanner | A217.P52 | [6 empty] | 0 | [9 empty] | 0 |  | #DIVIDE BY ZERO |  | 0 | #DIVIDE BY ZERO | #UNPARSEABLE | #BLOCKED |  | 0 | #DIVIDE BY ZERO
1-評估 |  |  |  |  | A217.PON | AE-P53 3D Scanner | A217.P53 | [6 empty] | 0 | [9 empty] | 0 |  | #DIVIDE BY ZERO |  | 0 | #DIVIDE BY ZERO | #UNPARSEABLE | #BLOCKED |  | 0 | #DIVIDE BY ZERO
1-評估 |  |  |  |  | A217.PON | AE-P55 Robotic Scanner | A217.P55 | [6 empty] | 0 | [9 empty] | 0 |  | #DIVIDE BY ZERO |  | 0 | #DIVIDE BY ZERO | #UNPARSEABLE | #BLOCKED |  | 0 | #DIVIDE BY ZERO
2-開發 |  | Y |  |  | #UNPARSEABLE | AE-P9 Accessories | A217.P9 | 2.5 |  |  |  | 1 | #UNPARSEABLE | #UNPARSEABLE | #BLOCKED |  |  |  | 0 | 式 |  |  | Q20108 Vietnam Viettel | #BLOCKED | #BLOCKED | #BLOCKED | 1300000 | #BLOCKED | #BLOCKED | #UNPARSEABLE | #BLOCKED | 60000 | #BLOCKED | #BLOCKED
|  | Y |  |  | #UNPARSEABLE | AE-P91 Linear Stage | A217.P91 | 2.5 |  |  |  | 1 | #UNPARSEABLE | #UNPARSEABLE | #BLOCKED |  |  |  | 0 | 式 |  |  | Q20108 Vietnam Viettel | #BLOCKED | #BLOCKED | #BLOCKED | 1300000 | #BLOCKED | #BLOCKED | #UNPARSEABLE | #BLOCKED | 60000 | #BLOCKED | #BLOCKED
|  | Y |  |  | #UNPARSEABLE | AE-P92 2D Turntable | A217.P92 | 2.5 |  |  |  | 1 | #UNPARSEABLE | #UNPARSEABLE | #BLOCKED |  |  |  | 0 | 式 |  |  | Q20108 Vietnam Viettel | #BLOCKED | #BLOCKED | #BLOCKED | 1300000 | #BLOCKED | #BLOCKED | #UNPARSEABLE | #BLOCKED | 60000 | #BLOCKED | #BLOCKED
|  | Y |  |  | #UNPARSEABLE | AE-P93 3D Positioner | A217.P93 | 2.5 |  |  |  | 1 | #UNPARSEABLE | #UNPARSEABLE | #BLOCKED |  |  |  | 0 | 式 |  |  | Q20108 Vietnam Viettel | #BLOCKED | #BLOCKED | #BLOCKED | 1300000 | #BLOCKED | #BLOCKED | #UNPARSEABLE | #BLOCKED | 60000 | #BLOCKED | #BLOCKED
|  | Y |  |  | #UNPARSEABLE | AE-P94 Positioner Controller | A217.P94 | 2.5 |  |  |  | 1 | #UNPARSEABLE | #UNPARSEABLE | #BLOCKED |  |  |  | 0 | 式 |  |  | Q20108 Vietnam Viettel | #BLOCKED | #BLOCKED | #BLOCKED | 1300000 | #BLOCKED | #BLOCKED | #UNPARSEABLE | #BLOCKED | 60000 | #BLOCKED | #BLOCKED
|  | Y |  |  | #UNPARSEABLE | AE-P95 Antenna tower | A217.P95 | 2.5 |  |  |  | 1 | #UNPARSEABLE | #UNPARSEABLE | #BLOCKED |  |  |  | 0 | 式 |  |  | Q20108 Vietnam Viettel | #BLOCKED | #BLOCKED | #BLOCKED | 1300000 | #BLOCKED | #BLOCKED | #UNPARSEABLE | #BLOCKED | 60000 | #BLOCKED | #BLOCKED
|  | Y |  |  | #UNPARSEABLE | AE-P97 Feed Antenna Positioner | A217.P97 | 2.5 |  |  |  | 1 | #UNPARSEABLE | #UNPARSEABLE | #BLOCKED |  |  |  | 0 | 式 |  |  | Q20108 Vietnam Viettel | #BLOCKED | #BLOCKED | #BLOCKED | 1300000 | #BLOCKED | #BLOCKED | #UNPARSEABLE | #BLOCKED | 60000 | #BLOCKED | #BLOCKED
|  | Y |  |  | #UNPARSEABLE | AE-P98 Calibration Scanner | A217.P98 | 2.5 |  |  |  | 1 | #UNPARSEABLE | #UNPARSEABLE | #BLOCKED |  |  |  | 0 | 式 |  |  | Q20108 Vietnam Viettel | #BLOCKED | #BLOCKED | #BLOCKED | 1300000 | #BLOCKED | #BLOCKED | #UNPARSEABLE | #BLOCKED | 60000 | #BLOCKED | #BLOCKED
3-量產 |  | Y |  |  | A217.PON | AE-C Measurement System Controller | A217.C | 2 | 基本功能 |  |  | 1 | #UNPARSEABLE | #UNPARSEABLE | #BLOCKED |  |  |  | 0 | 式 |  |  |  | #BLOCKED | #BLOCKED | #BLOCKED | 1300000 | #BLOCKED | #BLOCKED | #UNPARSEABLE | #BLOCKED | 60000 | #BLOCKED | #BLOCKED
|  | Y |  |  | #UNPARSEABLE | AE-C1 Desktop IPC Controller | A217.C1 |  |  |  |  | 1 | #UNPARSEABLE | #UNPARSEABLE | #BLOCKED |  |  |  | 0 | 式 |  |  | Q20108 Vietnam Viettel | #BLOCKED | #BLOCKED | #BLOCKED | 1300000 | #BLOCKED | #BLOCKED | #UNPARSEABLE | #BLOCKED | 60000 | #BLOCKED | #BLOCKED
1-評估 |  |  |  |  | A211.R | AE-C11 Desktop IPC Controller & OS -CPU: Intel Core i5 Processor -OS: Windows 10 Enterprise 64 bit -Hard Drive 1000GB -RAM: 16Gb -Microsoft mouse + keyboard | A217.C111 | 3 | [5 empty] | 0 | [8 empty] | M3 | [14 empty] | #DIVIDE BY ZERO | #DIVIDE BY ZERO
1-評估 |  |  |  |  | A211.R | AE-C11 Desktop IPC Controller & OS -CPU: Intel Core i5 Processor -OS: Windows 10 Enterprise 64 bit -Hard Drive 1000GB -RAM: 16Gb -Microsoft Excel -24" Monitor -Microsoft mouse + keyboard -19" Standard 41U rack | A217.C112 | 3 | [5 empty] | 0 | [8 empty] | M3 | [14 empty] | #DIVIDE BY ZERO | #DIVIDE BY ZERO
1-評估 |  |  |  |  | A211.R | AE-C11 Desktop IPC Controller & OS -CPU: Intel ® Core ™ i9-10900X 3.7GHz -OS: Windows 10 Enterprise 64 bit -Hard Drive: M.2 256GB PCIe NVMe Class 4 -RAM: 16GB, 2x8GB, DDR4 UDIMM non-ECC -Microsoft Excel -24" Monitor -Microsoft mouse + keyboard -19" Standard 25U rack | A217.C113 | 3 | [5 empty] | 0 | [8 empty] | M3 | [14 empty] | #DIVIDE BY ZERO | #DIVIDE BY ZERO
|  | Y |  |  | #UNPARSEABLE | AE-C2 IPC All-in-one Controller | A217.C2 |  |  |  |  | 1 | #UNPARSEABLE | #UNPARSEABLE | #BLOCKED |  |  |  | 0 | 式 |  |  | Q20108 Vietnam Viettel | #BLOCKED | #BLOCKED | #BLOCKED | 1300000 | #BLOCKED | #BLOCKED | #UNPARSEABLE | #BLOCKED | 60000 | #BLOCKED | #BLOCKED
1-評估 |  |  |  |  | A211.R | AE-C21 IPC All-in-one Controller & OS -CPU: Intel Core i5 Processor -OS: Windows 10 Enterprise 64 bit -Hard Drive 500GB -RAM: 8Gb -Microsoft Excel -15.6" panel monitor | A217.C211 |  | A2/R2 |  |  |  |  | 0 | [8 empty] | Inside height dimension: 1: 1.8 - 2.8m | [14 empty] | #DIVIDE BY ZERO | #DIVIDE BY ZERO
|  | Y |  |  | #UNPARSEABLE | AE-C3 UPS System | A217.C3 |  |  |  |  | 1 | #UNPARSEABLE | #UNPARSEABLE | #BLOCKED |  |  |  | 0 | 式 |  |  | Q20108 Vietnam Viettel | #BLOCKED | #BLOCKED | #BLOCKED | 1300000 | #BLOCKED | #BLOCKED | #UNPARSEABLE | #BLOCKED | 60000 | #BLOCKED | #BLOCKED
3-量產 |  |  |  |  | A211.R | AE-C83 UPS system -Power: 3kVA -Input: 100-240VAC | A217.C830 | 3 | A2/R2 |  |  |  | 80000 | 60000 | [8 empty] | Inside height dimension: 1: 1.8 - 2.8m | [14 empty] | #DIVIDE BY ZERO | #DIVIDE BY ZERO
|  | Y |  |  | #UNPARSEABLE | AE-C5 Positioner controller | A217.C5 |  |  |  |  | 1 | #UNPARSEABLE | #UNPARSEABLE | #BLOCKED |  |  |  | 0 | 式 |  |  | Q20108 Vietnam Viettel | #BLOCKED | #BLOCKED | #BLOCKED | 1300000 | #BLOCKED | #BLOCKED | #UNPARSEABLE | #BLOCKED | 60000 | #BLOCKED | #BLOCKED
3-量產 |  |  |  |  | A211.R | AE-C51 EUT Linear Stage | A217.C51 | 3 | A2/R2 |  |  |  | 80000 | 60000 | [8 empty] | Inside height dimension: 1: 1.8 - 2.8m | [14 empty] | #DIVIDE BY ZERO | #DIVIDE BY ZERO
3-量產 |  |  |  |  | A211.R | AE-C52 EUT Linear Stage | A217.C51 | 3 | A2/R2 |  |  |  | 80000 | 60000 | [8 empty] | Inside height dimension: 1: 1.8 - 2.8m | [14 empty] | #DIVIDE BY ZERO | #DIVIDE BY ZERO
3-量產 |  |  |  |  | A211.R | AE-C57 Portable | A217.C57 | 3 | A2/R2 |  |  |  | 80000 | 60000 | [8 empty] | Inside height dimension: 1: 1.8 - 2.8m | [14 empty] | #DIVIDE BY ZERO | #DIVIDE BY ZERO
9-印出 |  |  |  |  | A211.R | AE-C571 Portable Turntable Controller | A217.C571 | 3 | Angasa-RFS |  |  |  | 80000 | 60000 | [8 empty] | Inside height dimension: 1: 1.8 - 2.8m | [14 empty] | #DIVIDE BY ZERO | #DIVIDE BY ZERO
2-開發 |  | Y |  |  | A217.PON | AE-F Fixtures | A217.F | 2 | m |  |  | 1 | #UNPARSEABLE | #UNPARSEABLE | #BLOCKED |  |  |  | 0 | 式 |  |  |  | #BLOCKED | #BLOCKED | #BLOCKED | 1300000 | #BLOCKED | #BLOCKED | #UNPARSEABLE | #BLOCKED | 60000 | #BLOCKED | #BLOCKED
|  | Y |  |  | #UNPARSEABLE | AE-F1 Fixtures for shielding box | A217.F1 |  |  |  |  | 1 | #UNPARSEABLE | #UNPARSEABLE | #BLOCKED |  |  |  | 0 | 式 |  |  | Q20108 Vietnam Viettel | #BLOCKED | #BLOCKED | #BLOCKED | 1300000 | #BLOCKED | #BLOCKED | #UNPARSEABLE | #BLOCKED | 60000 | #BLOCKED | #BLOCKED
1-評估 |  |  |  |  | A211.R | AE-F119 Fixtures in shielding box -Dimension: 5x5x5mm (TBD) -Material: POM / PTFE(TBD) | A217.F119 | 3 | [5 empty] | 0 | [8 empty] | M3 | [14 empty] | #DIVIDE BY ZERO | #DIVIDE BY ZERO
2-開發 |  | Y |  |  | A217.PON | AE-U Upgrade | A217.U | 2 | 基本功能 |  |  | 1 | #UNPARSEABLE | #UNPARSEABLE | #BLOCKED |  |  |  | 0 | 式 |  |  |  | #BLOCKED | #BLOCKED | #BLOCKED | 1300000 | #BLOCKED | #BLOCKED | #UNPARSEABLE | #BLOCKED | 60000 | #BLOCKED | #BLOCKED
3-量產 |  | Y |  |  | A217.PON | AE-W Warranty | A217.W | 2 | 基本功能 |  |  | 1 | #UNPARSEABLE | #UNPARSEABLE | #BLOCKED |  |  |  | 0 | 式 |  |  |  | #BLOCKED | #BLOCKED | #BLOCKED | 1300000 | #BLOCKED | #BLOCKED | #UNPARSEABLE | #BLOCKED | 60000 | #BLOCKED | #BLOCKED
0-未開 | 1 | 1 |  |  | A2 | A219 Customization | A217 | 1 | 自動化 |  | 0 | 1 | 500 | 300 | 400 |  |  | 0 | 0 | #DIVIDE BY ZERO | 0% | 0% | 1/30前完成資料
6-Bill firm |  | Y |  |  | A212.PON | [P25617]_829_天線浮標_麗鴻 | A911 | 2 | 基本功能 |  |  | 1 | [5 empty] | 0 | 0 | #DIVIDE BY ZERO | #DIVIDE BY ZERO | #DIVIDE BY ZERO |  |  |  | #DIVIDE BY ZERO | 1300000 | 1300000 | 100% | #UNPARSEABLE | #BLOCKED | 60000 | 60000 | 100%
6-Bill firm |  |  |  |  | A212.X | xxx | A911 | 2.5 | 硬體成本10% | [8 empty] | 0 | 0 | #DIVIDE BY ZERO | #DIVIDE BY ZERO | #DIVIDE BY ZERO | [15 empty] | #DIVIDE BY ZERO | #DIVIDE BY ZERO
[6 empty] | xxx | A911.
7-預計上架 | 1 | 1 |  |  | A2 | A22-Passive Hardware | A22 | 1 | 吸波材料 |  | 1000 | 1 | 5 | 3 | 4 |  |  | 4000 | 1000 | 25% | 14.41% | 21.05% | 1/30前完成資料 Q20344-Solid-USA
7-預計上架 | 1 | 1 |  |  | A2 | A222 PC-Passive component | A215.PON | 1 | 電纜接頭 |  | 50 | 1 | 30 | 3 | 20 |  |  | 1000 | 850 | 85% | 3.604% | 17.89% | 1/30前完成資料
7-預計上架 |  | Y |  |  | #UNPARSEABLE | PC-F Filter | A214.F | 2 | 基本功能 |  |  | 1 | #UNPARSEABLE | #UNPARSEABLE | #BLOCKED |  |  |  | 0 | 式 |  |  |  | #BLOCKED | #BLOCKED | #BLOCKED | 1300000 | #BLOCKED | #BLOCKED | #UNPARSEABLE | #BLOCKED | 60000 | #BLOCKED | #BLOCKED
7-預計上架 |  | Y |  |  | A217.PON | FT-C Combiner | A218.C | 1 | 基本功能 |  |  | 1 | #UNPARSEABLE | #UNPARSEABLE | #BLOCKED |  |  |  | 0 | 式 |  |  |  | #BLOCKED | #BLOCKED | #BLOCKED | 1300000 | #BLOCKED | #BLOCKED | #UNPARSEABLE | #BLOCKED | 60000 | #BLOCKED | #BLOCKED
|  | Y |  |  | #UNPARSEABLE | FT-C2 | A218.C2 |  |  |  |  | 1 | #UNPARSEABLE | #UNPARSEABLE | #BLOCKED |  |  |  | 0 | 式 |  |  | Q20108 Vietnam Viettel | #BLOCKED | #BLOCKED | #BLOCKED | 1300000 | #BLOCKED | #BLOCKED | #UNPARSEABLE | #BLOCKED | 60000 | #BLOCKED | #BLOCKED
3-量產 |  |  |  |  | A211.R | FT-C21 | A218.C21 | 3 | [14 empty] | Inside height dimension: 1: 1.8 - 2.8m | [14 empty] | #DIVIDE BY ZERO | #DIVIDE BY ZERO
5-報價 | [5 empty] | AE-T11-20 2D Turntable -Diameter : 0.2m -Max. loading: 30 Kg -Max. speed: 3 RPM -Resolution: 0.1° -Accuracy: ±0.5° -Power consumption: 200W -Slip ring for power plug -Table size: Diameter 80cm | A217.T111 | 3 | 坦聯 |  |  |  | 200 | 100 | [23 empty] | #DIVIDE BY ZERO | #DIVIDE BY ZERO
3-量產 |  |  |  |  | A212.X | FT-F1 Low Pass filter | A218.F1 |  | 硬體成本10% | [28 empty] | #DIVIDE BY ZERO | #DIVIDE BY ZERO
3-量產 |  |  |  |  | A211.R | FM-F11 Low pass filter | A214.F11 | 3 | [29 empty] | #DIVIDE BY ZERO | #DIVIDE BY ZERO
[6 empty] | FM-F11- Low pass filter | A214.F1 | [30 empty] | #DIVIDE BY ZERO | #DIVIDE BY ZERO
[6 empty] | FM-F11- Low pass filter | A211.R12 | [30 empty] | #DIVIDE BY ZERO | #DIVIDE BY ZERO
3-量產 |  |  |  |  | A212.X | FT-F2 High Pass Filter | A218.F2 |  | 硬體成本10% | [28 empty] | #DIVIDE BY ZERO | #DIVIDE BY ZERO
[6 empty] | FM-P2 Low noise Amplifier -Frequency: 20MHz~3GHz -Gain : 30dB Typ. -Noise Figure: 3.0dB -Connector: N Female | A214.F11
3-量產 |  |  |  |  | A212.X | FT-F3 Band Pass filter | A218.F3 |  | 硬體成本10% | [28 empty] | #DIVIDE BY ZERO | #DIVIDE BY ZERO
[6 empty] | FM-P2 Low noise Amplifier -Frequency: 20MHz~3GHz -Gain : 30dB Typ. -Noise Figure: 3.0dB -Connector: N Female | A214.F11
7-預計上架 |  |  |  |  | A212.X | FT-F5 Notch filter | A218.F4 |  | 硬體成本10% | [28 empty] | #DIVIDE BY ZERO | #DIVIDE BY ZERO
[6 empty] | FM-P2 Low noise Amplifier -Frequency: 20MHz~3GHz -Gain : 30dB Typ. -Noise Figure: 3.0dB -Connector: N Female | A214.F11
3-量產 |  |  |  |  | A212.X | FM-F6 | A218.F6 |  | 硬體成本10% | [28 empty] | #DIVIDE BY ZERO | #DIVIDE BY ZERO
[6 empty] | FM-P2 Low noise Amplifier -Frequency: 20MHz~3GHz -Gain : 30dB Typ. -Noise Figure: 3.0dB -Connector: N Female | A214.F11
3-量產 |  |  |  |  | A212.X | FM-F7 | A218.F7 |  | 硬體成本10% | [28 empty] | #DIVIDE BY ZERO | #DIVIDE BY ZERO
[6 empty] | FM-P2 Low noise Amplifier -Frequency: 20MHz~3GHz -Gain : 30dB Typ. -Noise Figure: 3.0dB -Connector: N Female | A214.F11
3-量產 |  |  |  |  | A212.X | FM-F8 OTA RF Filter set | A218.F8 |  | 硬體成本10% | [28 empty] | #DIVIDE BY ZERO | #DIVIDE BY ZERO
1-評估 | [5 empty] | FM-F8 BT/ Wi-Fi Band Filter set -BRF: Rejection 2400-2500 MHz > 40 dB Insertion DC-2390 / 2510-6000 MHz < 2 dB -BRF: Rejection 4900-5900 MHz > 40 dB Insertion DC-4860 / 5940-15000 MHz < 3 dB -BRF: Rejection 5900-7150 MHz > 40 dB Insertion DC-5860 / 7190-15000 MHz < 3 dB HPF: Rejection DC-2700 MHz > 40 dB Insertion 3000-18000 MHz < 2.5 dB HPF: Rejection DC-9000 MHz > 40 dB Insertion 9600-18000 MHz < 3 dB | A218.F811 | [6 empty] | 124.5 | [8 empty] | M3 Wi-Fi 6E 待規劃
[6 empty] | 預估一個美金830,五個共計4150,折台幣124,500 | B991-R-Filter | [6 empty] | 124.5
3-量產 |  |  |  |  | A212.X | FM-F9 Other Filter | A218.F9 |  | 硬體成本10% | [28 empty] | #DIVIDE BY ZERO | #DIVIDE BY ZERO
[6 empty] | FM-P2 Low noise Amplifier -Frequency: 20MHz~3GHz -Gain : 30dB Typ. -Noise Figure: 3.0dB -Connector: N Female | A214.F11
6-Bill firm |  | Y |  |  | A215.PON | PC-A Cables | A215.A | 2 | 基本功能 |  |  | 1 | #UNPARSEABLE | #UNPARSEABLE | #BLOCKED |  |  |  | 0 | 式 |  |  |  | #BLOCKED | #BLOCKED | #BLOCKED | 1300000 | #BLOCKED | #BLOCKED | #UNPARSEABLE | #BLOCKED | 60000 | #BLOCKED | #BLOCKED
3-量產 |  |  |  |  | A212.X | PC-A1 Hand-formable/ SEMI-RIGID Cables | A215.A1 | 2.5 | 硬體成本10% | [28 empty] | #DIVIDE BY ZERO | #DIVIDE BY ZERO
0-未開 |  |  |  |  | A211.R | PC-A11 N-Type | A215.A11 | ?? | [29 empty] | #DIVIDE BY ZERO | #DIVIDE BY ZERO
0-未開 |  |  |  |  | A211.R | PC-A12 SMA | A215.A12 | ?? | [29 empty] | #DIVIDE BY ZERO | #DIVIDE BY ZERO
[5 empty] | A212.X | RG-402/U SMA(M)-SMA(M) 20cm | B122-B-78P78P24200V7 | 3 |  |  |  | 11 |  | 3.6 | [23 empty] | #DIVIDE BY ZERO | #DIVIDE BY ZERO
[5 empty] | A212.X | RG-402/U SMA(M)-SMA(M) 30cm | B122-B-78P78P24300V7 | 3 |  |  |  | 5 |  | 2.1 | [23 empty] | #DIVIDE BY ZERO | #DIVIDE BY ZERO
0-未開 |  |  |  |  | A211.R | PC-A14 2.92mm | A215.A14 | [30 empty] | #DIVIDE BY ZERO | #DIVIDE BY ZERO
[5 empty] | A212.X | UT-085C-FORM 2.92mm(M)-2.92mm(M) 20cm | B122-B-38P38P25200T1 | 3 |  |  |  | 2 |  | 10 | [23 empty] | #DIVIDE BY ZERO | #DIVIDE BY ZERO
0-未開 |  |  |  |  | A211.R | PC-A14 2.4mm | A215.A15 | [30 empty] | #DIVIDE BY ZERO | #DIVIDE BY ZERO
[5 empty] | A212.X | UT-085C-FORM 2.4mm(M)-2.4mm(M) 20cm | B122-B-34P34P25200T1 | 3 |  |  |  | 2 |  | 10 | [23 empty] | #DIVIDE BY ZERO | #DIVIDE BY ZERO
3-量產 |  |  |  |  | A212.X | PC-A2 Flexible & Phase Stable RF Cables | A215.A2 |  | 硬體成本10% | [28 empty] | #DIVIDE BY ZERO | #DIVIDE BY ZERO
0-未開 |  |  |  |  | A211.R | PC-A21 N-Type | A215.A21 | [30 empty] | #DIVIDE BY ZERO | #DIVIDE BY ZERO
0-未開 |  |  |  |  | A211.R | PC-A22 SMA | A215.A22 | [30 empty] | #DIVIDE BY ZERO | #DIVIDE BY ZERO
1-評估 |  |  |  |  | A212.X | PC-A2 RF Coaxial Cable -Frequency: DC - 18GHz -Features: Phase stable and flexure -Length: 150cm -Connector: SMA (M) - SMA (M) | A215.A221 | [30 empty] | #DIVIDE BY ZERO | #DIVIDE BY ZERO
[5 empty] | A212.X | GL200SC SMA(M)-SMA(M)-150cm CA78P78P00-1M5U3 | B553-B-78P78P001M5U3 |  | 黃色線150cm(CA73P73P00-1M5U2) |  |  | 1 |  | 3.4 | [8 empty] | 放大器-NA Port2 | [14 empty] | #DIVIDE BY ZERO | #DIVIDE BY ZERO
1-評估 |  |  |  |  | A212.X | PC-A2 RF Coaxial Cable -Frequency: DC - 18GHz -Features: Phase stable and flexure -Length: 250cm -Connector: SMA (M) - SMA (M) | A215.A222 | [30 empty] | #DIVIDE BY ZERO | #DIVIDE BY ZERO
[5 empty] | A212.X | GL200SC SMA(M)-SMA(M)-250cm CA78P78P00-2M5U3 | B553-B-78P78P002M5U3 |  | 黃色線250cm(CA78P73P00-2M5U2) |  |  | 1 |  | 4.8 | [23 empty] | #DIVIDE BY ZERO | #DIVIDE BY ZERO
1-評估 |  |  |  |  | A212.X | PC-A2 RF Coaxial Cable -Frequency: DC - 18GHz -Features: Phase stable and flexure -Length: 420cm -Connector: SMA (M) - SMA (M) | A215.A223 | [30 empty] | #DIVIDE BY ZERO | #DIVIDE BY ZERO
[5 empty] | A212.X | GL200SC SMA(M)-SMA(M)-420cm CA78P78P00-4M2U3 | B553-B-CA78P78P004M2U3 |  | 黃色線650cm |  |  | 1 |  | 5.5 | [23 empty] | #DIVIDE BY ZERO | #DIVIDE BY ZERO
1-評估 |  |  |  |  | A212.X | PC-A2 RF Coaxial Cable -Frequency: DC - 18GHz -Features: Phase stable and flexure -Length: 650cm -Connector: SMA (M) - SMA (M) | A215.A224 | [30 empty] | #DIVIDE BY ZERO | #DIVIDE BY ZERO
[5 empty] | A212.X | GL200SC SMA(M)-SMA(M)-650cm CA78P78P00-6M5U3 | B553-B-78P78P006M5U3 |  | 黃色線650cm |  |  | 1 |  | 8.5 | [23 empty] | #DIVIDE BY ZERO | #DIVIDE BY ZERO
0-未開 |  |  |  |  | A211.R | PC-A24 2.92mm | A215.A24 | [30 empty] | #DIVIDE BY ZERO | #DIVIDE BY ZERO
1-評估 |  |  |  |  | A212.X | PC-A2 RF Coaxial Cable -Frequency: DC - 40GHz -Features: Flexure -Length: 80cm -Connector: 2.92mm (M) - 2.92mm (M) | A215.A241 | [6 empty] | 5 | [23 empty] | #DIVIDE BY ZERO | #DIVIDE BY ZERO
|  | 0 |  |  |  | FL354HF 2.92mm (M)-2.92mm (M)-80cm CA38P38P98HF-800S | B553-B-38P38P98HF800S |  |  |  |  | 1 |  | 5 | [8 empty] | Panel to Switching Box | 5 |  | #DIVIDE BY ZERO |  | -5 | #DIVIDE BY ZERO | #UNPARSEABLE | #BLOCKED |  | -0.16667 | #DIVIDE BY ZERO | 0 | 0 | 0 | #DIVIDE BY ZERO | #DIVIDE BY ZERO
1-評估 |  |  |  |  | A212.X | PC-A2 RF Coaxial Cable -Frequency: DC - 40GHz -Features: Flexure -Length: 150cm -Connector: 2.92mm (M) - 2.92mm (M) | A215.A242 | [6 empty] | 8 | [23 empty] | #DIVIDE BY ZERO | #DIVIDE BY ZERO
|  | 0 |  |  |  | FL354HF 2.92mm (M)-2.92mm (M)-150cm CA38P38P98HF-1M5S | B553-B-38P38P98HF1M5S |  |  |  |  | 1 |  | 8 | [8 empty] | Panel to Switching Box | 8 |  | #DIVIDE BY ZERO |  | -8 | #DIVIDE BY ZERO | #UNPARSEABLE | #BLOCKED |  | -0.26667 | #DIVIDE BY ZERO | 0 | 0 | 0 | #DIVIDE BY ZERO | #DIVIDE BY ZERO
1-評估 |  |  |  |  | A212.X | PC-A2 RF Coaxial Cable -Frequency: DC - 40GHz -Features: Flexure -Length: 150cm -Connector: 2.92mm (M) - 2.92mm (F) | A215.A243 | [6 empty] | 8 | [23 empty] | #DIVIDE BY ZERO | #DIVIDE BY ZERO
|  | 0 |  |  |  | FL354HF 2.92mm (M)-2.92mm (F)-150cm CA38P38J98HF-1M5S | B553-B-38P38J98HF1M5S |  |  |  |  | 1 |  | 8 | [8 empty] | LNA to NA p2 | 8 |  | #DIVIDE BY ZERO |  | -8 | #DIVIDE BY ZERO | #UNPARSEABLE | #BLOCKED |  | -0.26667 | #DIVIDE BY ZERO | 0 | 0 | 0 | #DIVIDE BY ZERO | #DIVIDE BY ZERO
1-評估 |  |  |  |  | A212.X | PC-A2 RF Coaxial Cable -Frequency: DC - 40GHz -Features: Flexure -Length: 250cm -Connector: 2.92mm (M) - 2.92mm (M) | A215.A244 | [6 empty] | 9 | [23 empty] | #DIVIDE BY ZERO | #DIVIDE BY ZERO
|  | 0 |  |  |  | FL354HF 2.92mm (M)-2.92mm (M)-250cm CA38P38P98HF-2M5S | B553-B-38P38P98HF2M5S |  |  |  |  | 1 |  | 9 | [8 empty] | 轉桌內部 | 9 |  | #DIVIDE BY ZERO |  | -9 | #DIVIDE BY ZERO | #UNPARSEABLE | #BLOCKED |  | -0.3 | #DIVIDE BY ZERO | 0 | 0 | 0 | #DIVIDE BY ZERO | #DIVIDE BY ZERO
1-評估 |  |  |  |  | A212.X | PC-A2 RF Coaxial Cable -Frequency: DC - 40GHz -Features: Flexure -Length: 250cm -Connector: 2.92mm (M) - 2.92mm (F) | A215.A245 | [6 empty] | 15 | [23 empty] | #DIVIDE BY ZERO | #DIVIDE BY ZERO
|  | 0 |  |  |  | FL354HF 2.92mm (M)-2.92mm (F)-250cm CA38P38J98HF-2M5S | B553-B-38P38J98HF2M5S |  |  |  |  | 1 |  | 15 | [8 empty] | Panel to NA p1 | 15 |  | #DIVIDE BY ZERO |  | -15 | #DIVIDE BY ZERO | #UNPARSEABLE | #BLOCKED |  | -0.5 | #DIVIDE BY ZERO | 0 | 0 | 0 | #DIVIDE BY ZERO | #DIVIDE BY ZERO
1-評估 |  |  |  |  | A212.X | PC-A2 RF Coaxial Cable -Frequency: DC - 40GHz -Features: Flexure with core -Length: 80cm -Connector: 2.92mm (M) - 2.92mm (M) | A215.A24A | [6 empty] | 9 | [23 empty] | #DIVIDE BY ZERO | #DIVIDE BY ZERO
|  | 0 |  |  |  | 2.92mm (M)-2.92mm (M)-80cm with Core CA38P38P98HG-800S3 | B553-B-38P38P98HG800S3 |  |  |  |  | 1 |  | 9 | [8 empty] | 轉桌上 Phi +core | 9 |  | #DIVIDE BY ZERO |  | -9 | #DIVIDE BY ZERO | #UNPARSEABLE | #BLOCKED |  | -0.3 | #DIVIDE BY ZERO | 0 | 0 | 0 | #DIVIDE BY ZERO | #DIVIDE BY ZERO
1-評估 |  |  |  |  | A212.X | PC-A2 RF Coaxial Cable -Frequency: DC - 40GHz -Features: Flexure with core -Length: 120cm -Connector: 2.92mm (M) - 2.92mm (M) | A215.A24B | [6 empty] | 9 | [23 empty] | #DIVIDE BY ZERO | #DIVIDE BY ZERO
|  | 0 |  |  |  | 2.92mm (M)-2.92mm (M)-120cm with Core CA38P38P98HG-1M2S3 | B553-B-38P38P98HG1M2S3 |  |  |  |  | 1 |  | 9 | [8 empty] | 轉桌上 Phi +core | 9 |  | #DIVIDE BY ZERO |  | -9 | #DIVIDE BY ZERO | #UNPARSEABLE | #BLOCKED |  | -0.3 | #DIVIDE BY ZERO | 0 | 0 | 0 | #DIVIDE BY ZERO | #DIVIDE BY ZERO
1-評估 |  |  |  |  | A212.X | PC-A2 RF Coaxial Cable -Frequency: DC - 40GHz -Features: Flexure with core -Length: 180cm -Connector: 2.92mm (M) - 2.92mm (M) | A215.A24C | [6 empty] | 9 | [23 empty] | #DIVIDE BY ZERO | #DIVIDE BY ZERO
|  | 0 |  |  |  | 2.92mm (M)-2.92mm (M)-180cm with Core CA38P38P98HG-1M8S3 | B553-B-38P38P98HG1M8S3 |  |  |  |  | 1 |  | 9 | [8 empty] | 轉桌上 Phi +core | 9 |  | #DIVIDE BY ZERO |  | -9 | #DIVIDE BY ZERO | #UNPARSEABLE | #BLOCKED |  | -0.3 | #DIVIDE BY ZERO | 0 | 0 | 0 | #DIVIDE BY ZERO | #DIVIDE BY ZERO
1-評估 |  |  |  |  | A212.X | PC-A2 RF Coaxial Cable -Frequency: DC - 40GHz -Features: Flexure with core -Length: 270cm -Connector: 2.92mm (M) - 2.92mm (M) | A215.A24D | [6 empty] | 18 | [23 empty] | #DIVIDE BY ZERO | #DIVIDE BY ZERO
|  | 0 |  |  |  | 2.92mm (M)-2.92mm (M)-270cm with Core CA38P38P98HG-2M7S3 | B553-B-38P38P98HG2M7S3 |  |  |  |  | 1 |  | 18 | [8 empty] | 轉桌上 Phi +core | 18 |  | #DIVIDE BY ZERO |  | -18 | #DIVIDE BY ZERO | #UNPARSEABLE | #BLOCKED |  | -0.6 | #DIVIDE BY ZERO | 0 | 0 | 0 | #DIVIDE BY ZERO | #DIVIDE BY ZERO
0-未開 |  |  |  |  | A211.R | PC-A25 2.4mm | A215.A25 | [30 empty] | #DIVIDE BY ZERO | #DIVIDE BY ZERO
1-評估 |  |  |  |  | A212.X | PC-A2 RF Coaxial Cable -Frequency: DC - 40GHz -Features: Flexure -Length: 450cm -Connector: 2.4mm (M) - 2.4mm (F) | A215.A251 | [6 empty] | 30 | [23 empty] | #DIVIDE BY ZERO | #DIVIDE BY ZERO
|  | 0 |  |  | A223,PON | FL354HF 2.4mm (M)-2.4mm (F)-450cm CA34P34J88HF-4M5S | B553-B-34P34J88HF4M5S |  |  |  |  | 1 |  | 30 | [8 empty] | 從Panel到轉桌前 (留母頭) ,單 Channel | 30 |  | #DIVIDE BY ZERO |  | -30 | #DIVIDE BY ZERO | #UNPARSEABLE | #BLOCKED |  | -1 | #DIVIDE BY ZERO | 0 | 0 | 0 | #DIVIDE BY ZERO | #DIVIDE BY ZERO
1-評估 |  |  |  |  | A212.X | PC-A2 RF Coaxial Cable -Frequency: DC - 40GHz -Features: Flexure -Length: 250cm -Connector: 2.4mm (M) - 2.4mm (M) | A215.A252 | [6 empty] | 25 | [23 empty] | #DIVIDE BY ZERO | #DIVIDE BY ZERO
|  | 0 |  |  |  | FL354HF 2.4mm (M)-2.4mm (M)-250cm CA34P34P88HF-2M5S | B553-B-34P34P88HF2M5S |  |  |  |  | 1 |  | 25 | [8 empty] | Panel to Switching Box | 25 |  | #DIVIDE BY ZERO |  | -25 | #DIVIDE BY ZERO | #UNPARSEABLE | #BLOCKED |  | -0.83333 | #DIVIDE BY ZERO | 0 | 0 | 0 | #DIVIDE BY ZERO | #DIVIDE BY ZERO
1-評估 |  |  |  |  | A212.X | PC-A2 RF Coaxial Cable -Frequency: DC - 40GHz -Features: Flexure -Length: 250cm -Connector: 2.4mm (M) - 2.4mm (F) | A215.A253 | [6 empty] | 25 | [23 empty] | #DIVIDE BY ZERO | #DIVIDE BY ZERO
|  | 0 |  |  |  | FL354HF 2.4mm (M)-2.4mm (F)-250cm CA34P34J88HF-2M5S | B553-B-34P34J88HF2M5S |  |  |  |  | 1 |  | 25 | [8 empty] | Panel to NA p1 | 25 |  | #DIVIDE BY ZERO |  | -25 | #DIVIDE BY ZERO | #UNPARSEABLE | #BLOCKED |  | -0.83333 | #DIVIDE BY ZERO | 0 | 0 | 0 | #DIVIDE BY ZERO | #DIVIDE BY ZERO
1-評估 |  |  |  |  | A212.X | PC-A2 RF Coaxial Cable -Frequency: DC - 40GHz -Features: Flexure -Length: 150cm -Connector: 2.4mm (M) - 2.4mm (M) | A215.A254 | [6 empty] | 12 | [23 empty] | #DIVIDE BY ZERO | #DIVIDE BY ZERO
|  | 0 |  |  |  | FL354HF 2.4mm (M)-2.4mm (M)-150cm CA34P34P88HF-1M5S | B553-B-34P34P88HF1M5S |  |  |  |  | 1 |  | 12 | [8 empty] | Panel to Switching Box | 12 |  | #DIVIDE BY ZERO |  | -12 | #DIVIDE BY ZERO | #UNPARSEABLE | #BLOCKED |  | -0.4 | #DIVIDE BY ZERO | 0 | 0 | 0 | #DIVIDE BY ZERO | #DIVIDE BY ZERO
1-評估 |  |  |  |  | A212.X | PC-A2 RF Coaxial Cable -Frequency: DC - 40GHz -Features: Flexure -Length: 150cm -Connector: 2.4mm (M) - 2.4mm (F) | A215.A255 | [6 empty] | 12 | [23 empty] | #DIVIDE BY ZERO | #DIVIDE BY ZERO
|  | 0 |  |  |  | FL354HF 2.4mm (M)-2.4mm (F)-150cm CA34P34J88HF-1M5S | B553-B-34P34J88HF1M5S |  |  |  |  | 1 |  | 12 | [8 empty] | LNA to NA p2 | 12 |  | #DIVIDE BY ZERO |  | -12 | #DIVIDE BY ZERO | #UNPARSEABLE | #BLOCKED |  | -0.4 | #DIVIDE BY ZERO | 0 | 0 | 0 | #DIVIDE BY ZERO | #DIVIDE BY ZERO
1-評估 |  |  |  |  | A212.X | PC-A2 RF Coaxial Cable -Frequency: DC - 40GHz -Features: Flexure with core -Length: 80cm -Connector: 2.4mm (M) - 2.4mm (M) | A215.A25A | [6 empty] | 9 | [23 empty] | #DIVIDE BY ZERO | #DIVIDE BY ZERO
|  | 0 |  |  |  | 2.4mm (M)-2.4mm (M)-80cm with Core CA34P34P88HG-800S3 | B553-B-34P34P88HG800S3 |  |  |  |  | 1 |  | 9 | [8 empty] | 轉桌上 Phi +core | 9 |  | #DIVIDE BY ZERO |  | -9 | #DIVIDE BY ZERO | #UNPARSEABLE | #BLOCKED |  | -0.3 | #DIVIDE BY ZERO | 0 | 0 | 0 | #DIVIDE BY ZERO | #DIVIDE BY ZERO
1-評估 |  |  |  |  | A212.X | PC-A2 RF Coaxial Cable -Frequency: DC - 40GHz -Features: Flexure with core -Length: 120cm -Connector: 2.4mm (M) - 2.4mm (M) | A215.A25B | [6 empty] | 13 | [23 empty] | #DIVIDE BY ZERO | #DIVIDE BY ZERO
|  | 0 |  |  |  | 2.4mm (M)-2.4mm (M)-120cm with Core CA34P34P88HG-1M2S3 | B553-B-34P34P88HG1M2S3 |  |  |  |  | 1 |  | 13 | [8 empty] | 轉桌上 Phi +core | 13 |  | #DIVIDE BY ZERO |  | -13 | #DIVIDE BY ZERO | #UNPARSEABLE | #BLOCKED |  | -0.43333 | #DIVIDE BY ZERO | 0 | 0 | 0 | #DIVIDE BY ZERO | #DIVIDE BY ZERO
1-評估 |  |  |  |  | A212.X | PC-A2 RF Coaxial Cable -Frequency: DC - 40GHz -Features: Flexure with core -Length: 180cm -Connector: 2.4mm (M) - 2.4mm (M) | A215.A25C | [6 empty] | 12.5 | [23 empty] | #DIVIDE BY ZERO | #DIVIDE BY ZERO
|  | 0 |  |  |  | 2.4mm (M)-2.4mm (M)-180cm with Core CA34P34P88HG-1M8S3 | B553-B-34P34P88HG1M8S3 |  |  |  |  | 1 |  | 12.5 | [8 empty] | 轉桌上 Theta +core | 12.5 |  | #DIVIDE BY ZERO |  | -12.5 | #DIVIDE BY ZERO | #UNPARSEABLE | #BLOCKED |  | -0.41667 | #DIVIDE BY ZERO | 0 | 0 | 0 | #DIVIDE BY ZERO | #DIVIDE BY ZERO
1-評估 |  |  |  |  | A212.X | PC-A2 RF Coaxial Cable -Frequency: DC - 40GHz -Features: Flexure with core -Length: 270cm -Connector: 2.4mm (M) - 2.4mm (M) | A215.A25D | [6 empty] | 20 | [23 empty] | #DIVIDE BY ZERO | #DIVIDE BY ZERO
|  | 0 |  |  |  | 2.4mm (M)-2.4mm (M)-270cm with Core CA34P34P88HG-2M7S3 | B553-B-34P34P88HG2M7S3 |  |  |  |  | 1 |  | 20 | [8 empty] | 轉桌上 Theta +core | 20 |  | #DIVIDE BY ZERO |  | -20 | #DIVIDE BY ZERO | #UNPARSEABLE | #BLOCKED |  | -0.66667 | #DIVIDE BY ZERO | 0 | 0 | 0 | #DIVIDE BY ZERO | #DIVIDE BY ZERO
3-量產 |  |  |  |  | A212.X | PC-A3 Ultra Flexible RF Cables | A215.A3 |  | 硬體成本10% | [28 empty] | #DIVIDE BY ZERO | #DIVIDE BY ZERO
0-未開 |  |  |  |  | A211.R | PC-A31 N-Type | A215.A31 | [30 empty] | #DIVIDE BY ZERO | #DIVIDE BY ZERO
3-量產 |  |  |  |  | A211.R | PC-A32 SMA | A215.A32 | [30 empty] | #DIVIDE BY ZERO | #DIVIDE BY ZERO
1-評估 |  |  |  |  | A212.X | PC-A3 RF Coaxial Cable -Frequency: DC - 18GHz -Features: Ultra flexure -Length: 150cm -Connector: SMA (M) - SMA (F) | A215.A321 | [30 empty] | #DIVIDE BY ZERO | #DIVIDE BY ZERO
[5 empty] | A212.X | FL-410S SMA(M)-SMA(F)-150cm CA78P78J95-1M5S4 | B553-B-78P78J951M5S4 |  | 高頻電纜 UltraFlex 0307 SMA(M)-SMA(F))-150cm |  |  | 1 |  | 4 | [8 empty] | Panel-TT | [14 empty] | #DIVIDE BY ZERO | #DIVIDE BY ZERO
1-評估 |  |  |  |  | A212.X | PC-A3 RF Coaxial Cable -Frequency: DC - 18GHz -Features: Ultra flexure -Length: 80cm -Connector: SMA (M) - SMA (F) | A215.A322 | [30 empty] | #DIVIDE BY ZERO | #DIVIDE BY ZERO
[5 empty] | A212.X | FL-410S SMA(M)-SMA(M)-80cm CA78P78P95-800S4 | B553-B-78P78P95800S4 |  | 高頻電纜 UltraFlex 0307 SMA(M)-SMA(F))-150cm |  |  | 1 |  | 3 | [8 empty] | Panel-TT | [14 empty] | #DIVIDE BY ZERO | #DIVIDE BY ZERO
1-評估 |  |  |  |  | A212.X | PC-A3 RF Coaxial Cable -Frequency: DC - 18GHz -Features: Ultra flexure with core -Length: 70cm -Connector: SMA (M) - SMA (M) | A215.A32A | [30 empty] | #DIVIDE BY ZERO | #DIVIDE BY ZERO
[5 empty] | A212.X | FL-410S SMA(M)-SMA(M)-Core-70cm CA78P78P95-700S3 | B553-B-78P78P95700S3 |  |  |  |  | 2 |  | 6.4 | [8 empty] | DUT1 | [14 empty] | #DIVIDE BY ZERO | #DIVIDE BY ZERO
1-評估 |  |  |  |  | A212.X | PC-A3 RF Coaxial Cable -Frequency: DC - 18GHz -Features: Ultra flexure with core -Length: 70cm -Connector: SMA (M) - SMA (F) | A215.A32B | [30 empty] | #DIVIDE BY ZERO | #DIVIDE BY ZERO
[5 empty] | A212.X | FL-410S SMA(M)-SMA(F)-Core-70cm CA78P78J95-700S3 | B553-B-78P78J95700S3 |  |  |  |  | 2 |  | 6.4 | [8 empty] | DUT1 | [14 empty] | #DIVIDE BY ZERO | #DIVIDE BY ZERO
1-評估 |  |  |  |  | A212.X | PC-A3 RF Coaxial Cable -Frequency: DC - 18GHz -Features: Ultra flexure with core -Length: 150cm -Connector: SMA (M) - SMA (M) | A215.A32C | [30 empty] | #DIVIDE BY ZERO | #DIVIDE BY ZERO
[5 empty] | A212.X | FL-410S SMA(M)-SMA(M)-Core-150cm CA78P78P95-1M5S3 | B553-B-78P78P951M5S3 |  | 藍色線，有磁環150cm |  |  | 1 |  | 4 | [8 empty] | TT上 | [14 empty] | #DIVIDE BY ZERO | #DIVIDE BY ZERO
1-評估 |  |  |  |  | A212.X | PC-A3 RF Coaxial Cable -Frequency: DC - 18GHz -Features: Ultra flexure with core -Length: 300cm -Connector: SMA (M) - SMA (M) | A215.A32D | [30 empty] | #DIVIDE BY ZERO | #DIVIDE BY ZERO
[5 empty] | A212.X | FL-410S SMA(M)-SMA(M)-Core-300cm CA78P78P95-3MS3 | B553-B-78P78P953MS3 |  | 藍色線，有磁環300cm(CA78P78P95-3MS3) |  |  | 1 |  | 8.2 | [8 empty] | TT上 | [14 empty] | #DIVIDE BY ZERO | #DIVIDE BY ZERO
0-未開 |  |  |  |  | A211.R | PC-A34 2.92mm | A215.A34 | [30 empty] | #DIVIDE BY ZERO | #DIVIDE BY ZERO
0-未開 |  |  |  |  | A211.R | PC-A35 2.4mm | A215.A35 | [30 empty] | #DIVIDE BY ZERO | #DIVIDE BY ZERO
0-未開 |  |  |  |  | A212.X | PC-A4 High Power RF Cables | A215.A4 |  | 硬體成本10% | [28 empty] | #DIVIDE BY ZERO | #DIVIDE BY ZERO
3-量產 |  |  |  |  | A211.R | FM-F11 Low pass filter | A214.F11 | 3 | [29 empty] | #DIVIDE BY ZERO | #DIVIDE BY ZERO
[6 empty] | FM-F11- Low pass filter | A214.F1 | [30 empty] | #DIVIDE BY ZERO | #DIVIDE BY ZERO
[6 empty] | FM-F11- Low pass filter | A211.R12 | [30 empty] | #DIVIDE BY ZERO | #DIVIDE BY ZERO
0-未開 |  |  |  |  | A212.X | PC-A5 Ka band RF Cables | A215.A5 |  | 硬體成本10% | [28 empty] | #DIVIDE BY ZERO | #DIVIDE BY ZERO
3-量產 |  |  |  |  | A211.R | FM-F11 filter | A214.F11 | 3 | [29 empty] | #DIVIDE BY ZERO | #DIVIDE BY ZERO
[6 empty] | FM-F11- Low pass filter | A214.F1 | [30 empty] | #DIVIDE BY ZERO | #DIVIDE BY ZERO
[6 empty] | FM-F11- Low pass filter | A211.R12 | [30 empty] | #DIVIDE BY ZERO | #DIVIDE BY ZERO
0-未開 |  |  |  |  | A212.X | PC-A8 Special RF Cables | A215.A5 |  | 硬體成本10% | [28 empty] | #DIVIDE BY ZERO | #DIVIDE BY ZERO
3-量產 |  |  |  |  | A211.R | PC-A81 Ferriet RF Cables | A214.F11 | 3 | [29 empty] | #DIVIDE BY ZERO | #DIVIDE BY ZERO
[6 empty] | PC-A81-SS Ferriet RF Cables | A214.F1 | [30 empty] | #DIVIDE BY ZERO | #DIVIDE BY ZERO
6-Bill firm |  | Y |  |  | A215.PON | PC-C Connectors | A215.C | 2 | 基本功能 |  |  | 1 | #UNPARSEABLE | #UNPARSEABLE | #BLOCKED |  |  |  | 0 | 式 |  |  |  | #BLOCKED | #BLOCKED | #BLOCKED | 1300000 | #BLOCKED | #BLOCKED | #UNPARSEABLE | #BLOCKED | 60000 | #BLOCKED | #BLOCKED
3-量產 |  |  |  |  | A215.A | PC-C1 Adaptor Connector | A215.C1 |  | 硬體成本10% | [28 empty] | #DIVIDE BY ZERO | #DIVIDE BY ZERO
3-量產 |  |  |  |  | A211.R | PC-C11 In series adaptor | A215.C11 | [30 empty] | #DIVIDE BY ZERO | #DIVIDE BY ZERO
1-評估 |  |  |  |  | A212.X | PC-C11 RF In Series Adaptor -Frequency: DC - 18GHz -Features: Right angle -Connector: SMA (M) - SMA (F) | A215.C111 | [6 empty] | 0.11 | [23 empty] | #DIVIDE BY ZERO | #DIVIDE BY ZERO
[5 empty] | A212.X | RF Adaptor R/A SMA(M) to SMA(F) 7858NR500BD002B | B123-B-19 |  |  |  |  | 1 |  | 0.11 | [8 empty] | 接在旋轉接頭上 | [14 empty] | #DIVIDE BY ZERO | #DIVIDE BY ZERO
1-評估 |  |  |  |  | A212.X | PC-C11 RF In Series Adaptor -Frequency: DC - 40GHz -Features: Right angle -Connector: 2.92mm (M) - 2.92mm (F) | A215.C112 | [6 empty] | 5 | [23 empty] | #DIVIDE BY ZERO | #DIVIDE BY ZERO
|  | 0 |  |  |  | RF Adaptor R/A 2.92mm(M) to 2.92mm(F) 40GHz 3858NR500SMA01B | B123-B-02 |  |  |  |  | 1 |  | 5 | [9 empty] | 5 |  | #DIVIDE BY ZERO |  | -5 | #DIVIDE BY ZERO | #UNPARSEABLE | #BLOCKED |  | -0.16667 | #DIVIDE BY ZERO | 0 | 0 | 0 | #DIVIDE BY ZERO | #DIVIDE BY ZERO
1-評估 |  |  |  |  | A212.X | PC-C11 RF In Series Adaptor -Frequency: DC - 50GHz -Features: Right angle -Connector: 2.4mm (M) - 2.4mm (F) | A215.C113 | [6 empty] | 7 | [23 empty] | #DIVIDE BY ZERO | #DIVIDE BY ZERO
|  | 0 |  |  |  | RF Adaptor R/A 2.4mm(M) to 2.4mm(F) 50GHz 3478NR500SMA01B | B123-B-21 |  |  |  |  | 1 |  | 7 | [8 empty] | 轉桌上,接在旋轉接頭後 | 7 |  | #DIVIDE BY ZERO |  | -7 | #DIVIDE BY ZERO | #UNPARSEABLE | #BLOCKED |  | -0.23333 | #DIVIDE BY ZERO | 0 | 0 | 0 | #DIVIDE BY ZERO | #DIVIDE BY ZERO
1-評估 |  |  |  |  | A212.X | PC-C11 RF In Series Adaptor -Frequency: DC - 18GHz -Features: Bulkhead -Connector: SMA (F) - SMA (F) | A215.C114 | [6 empty] | 0.07 | [23 empty] | #DIVIDE BY ZERO | #DIVIDE BY ZERO
[5 empty] | A212.X | RF Adaptor Bulkhead SMA(F) to SMA(F) 7878CS500BD002B | B123-B-17 |  |  |  |  | 1 |  | 0.07 | [8 empty] | 接在旋轉接頭上 | [14 empty] | #DIVIDE BY ZERO | #DIVIDE BY ZERO
1-評估 |  |  |  |  | A212.X | PC-C11 RF In Series Adaptor -Frequency: DC - 40GHz -Features: Bulkhead -Connector: 2.92mm (F) - 2.92mm (F) | A215.C115 | [6 empty] | 4.2 | [23 empty] | #DIVIDE BY ZERO | #DIVIDE BY ZERO
[5 empty] | A212.X | RF Adaptor Bulkhead 2.92mm(F) to 2.92mm(F) 3878DS500SQ001B | B123-B-03 |  |  |  |  | 1 |  | 4.2 | [8 empty] | 接在旋轉接頭上 | [14 empty] | #DIVIDE BY ZERO | #DIVIDE BY ZERO
1-評估 |  |  |  |  | A212.X | PC-C11 RF In Series Adaptor -Frequency: DC - 50GHz -Features: Bulkhead -Connector: 2.4mm (F) - 2.4mm (F) | A215.C116 | [6 empty] | 6.5 | [23 empty] | #DIVIDE BY ZERO | #DIVIDE BY ZERO
[5 empty] | A212.X | RF Adaptor Bulkhead 2.4mm(F) to 2.4mm(F) 3478NR500SMA01B | B123-B-A01 |  |  |  |  | 1 |  | 6.5 | [8 empty] | 接在旋轉接頭上 | [14 empty] | #DIVIDE BY ZERO | #DIVIDE BY ZERO
3-量產 |  |  |  |  | A211.R | PC-C12 Between series adaptor | A215.C12 | [30 empty] | #DIVIDE BY ZERO | #DIVIDE BY ZERO
1-評估 |  |  |  |  | A212.X | PC-C12 Between Series RF Adaptor -Frequency: DC - 18GHz -Features: Straight -Connector: N-type (M) - SMA (F) | A215.C121 | [6 empty] | 0.4 | [23 empty] | #DIVIDE BY ZERO | #DIVIDE BY ZERO
[5 empty] | A212.X | RF Adaptor SMA(M) to N-type(F) 18GHz 73J78PNS5BF008B | B123-B-20 |  | Frequency：DC~12GHz (AD-N1A25A/133-93) |  |  | 1 |  | 0.4 | [8 empty] | 現場備用 | [14 empty] | #DIVIDE BY ZERO | #DIVIDE BY ZERO
0-未開 |  |  |  |  | A215.A | Attenuator | A215.C2 |  | 硬體成本10% | [28 empty] | #DIVIDE BY ZERO | #DIVIDE BY ZERO
0-未開 |  |  |  |  | A215.A | Coupler | A215.C3 |  | 硬體成本10% | [28 empty] | #DIVIDE BY ZERO | #DIVIDE BY ZERO
0-未開 |  |  |  |  | A215.A | Combiner | A215.C4 |  | 硬體成本10% | [28 empty] | #DIVIDE BY ZERO | #DIVIDE BY ZERO
0-未開 |  |  |  |  | A215.A | Termination | A215.C5 |  | 硬體成本10% | [28 empty] | #DIVIDE BY ZERO | #DIVIDE BY ZERO
6-Bill firm |  |  |  |  | A215.A | PC-C6 RF Coaxial Rotary Joint(By 3.5, 2.92, 2.4mm) PC-C62-20GHz PC-C64-40GHz PC-C65-50GHz | A215.C6 | 2.5 | 硬體成本10% | [28 empty] | #DIVIDE BY ZERO | #DIVIDE BY ZERO
7-L |  |  |  |  | #UNPARSEABLE | PC-C62-1 RF Coaxial Rotary Joint -Frequency range: DC - 20GHz -Connector: 3.5mm SMA(F) -Average power capability: 2W @ 18GHz -VSWR max.: 1.5 @ 18GHz -VSWR WOW: 1.05 -Insertion loss max.: 0.6dB @ 18GHz -Torque: 6In-oz | A215.C621 | 3 |  |  |  | 1 |  | 2.5 | [23 empty] | #DIVIDE BY ZERO | #DIVIDE BY ZERO
[5 empty] | A212.X | Rotary Joint SMA 18GHz 7878VS500BD001B | B556-B-01 |  | SMA Rotary Joint(DC~18G) SMA(F)-SMA(F) |  |  | 1 |  | 2.5 | [23 empty] | #DIVIDE BY ZERO | #DIVIDE BY ZERO
7-L |  |  |  |  | #UNPARSEABLE | PC-C64 RF Rotary Joint -Frequency range: DC - 40GHz -Connector: 2.92mm K-type(F) -Average power capability: 2W @ 18GHz, 1W @ 40GHz -VSWR max.: 2.0 @ 40GHz -VSWR WOW: 1.1 -Insertion loss max.: 0.85dB @ 40GHz -Torque: 5In-oz | A215.C641 | 3 |  |  |  | 1 |  | 5.5 | [23 empty] | #DIVIDE BY ZERO | #DIVIDE BY ZERO
[5 empty] | A212.X | Rotary Joint 2.92mm 40GHz 3878VS500SQX01B | B556-B-02 |  | SMA Rotary Joint(DC~18G) SMA(F)-SMA(F) |  |  | 1 |  | 5.5 | [23 empty] | #DIVIDE BY ZERO | #DIVIDE BY ZERO
7-L |  |  |  |  | #UNPARSEABLE | PC-C65 RF Rotary Joint -Frequency range: DC - 50GHz -Connector: 2.4mm(F) -Average power capability: 2W @ 18GHz, 1W @ 50GHz -VSWR max.: 2.0 @ 50GHz -VSWR WOW: 1.2 -Insertion loss max.: 1.0dB @ 50GHz -Torque: 5In-oz | A215.C651 | 3 |  |  |  | 1 |  | 72 | [23 empty] | #DIVIDE BY ZERO | #DIVIDE BY ZERO
|  | 0 |  |  |  | Rotary Joint 2.4mm 50GHz 835077 | B123-S-050 |  |  |  |  | 1 |  | 72 | [8 empty] | 轉桌上,前面接90度接頭 | 72 |  | #DIVIDE BY ZERO |  | -72 | #DIVIDE BY ZERO | #UNPARSEABLE | #BLOCKED |  | -2.4 | #DIVIDE BY ZERO | 0 | 0 | 0 | #DIVIDE BY ZERO | #DIVIDE BY ZERO
0-未開 |  |  |  |  | A215.A | Filter | A215.C7 |  | 硬體成本10% | [28 empty] | #DIVIDE BY ZERO | #DIVIDE BY ZERO
[5 empty] | #UNPARSEABLE | High pass filter | A215.C71 | [30 empty] | #DIVIDE BY ZERO | #DIVIDE BY ZERO
[5 empty] | #UNPARSEABLE | Low pass filter | A215.C71 | [30 empty] | #DIVIDE BY ZERO | #DIVIDE BY ZERO
[5 empty] | #UNPARSEABLE | Band stop filter | A215.C71 | [30 empty] | #DIVIDE BY ZERO | #DIVIDE BY ZERO
0-未開 |  |  |  |  | #UNPARSEABLE | Connector | A215 | [30 empty] | #DIVIDE BY ZERO | #DIVIDE BY ZERO
[5 empty] | #UNPARSEABLE | Connector -Frequency: DC - 18 GHz -90 degree -Connter: SMA (M) - SMA (M) | A215 | [30 empty] | #DIVIDE BY ZERO | #DIVIDE BY ZERO
[5 empty] | #UNPARSEABLE | BNC Attenuator -Operation frequency / Rated power ：DC~2000 MHz / 1 W -Attenuation：6 dB @ 50 Ohm -Connector：BNC Male to BNC Female -Dimenson：Length about 5 cm | [31 empty] | #DIVIDE BY ZERO | #DIVIDE BY ZERO
1-評估 |  | Y |  |  | A217.PON | PC-T Calibration and Testing tools | A215.T | 2 | 基本功能 |  |  | 1 | #UNPARSEABLE | #UNPARSEABLE | #BLOCKED |  |  |  | 0 | 式 |  |  |  | #BLOCKED | #BLOCKED | #BLOCKED | 1300000 | #BLOCKED | #BLOCKED | #UNPARSEABLE | #BLOCKED | 60000 | #BLOCKED | #BLOCKED
3-量產 |  | Y |  |  | #UNPARSEABLE | PC-T1 Hand Tools | A215.T1 | 2.5 |  |  |  | 1 | #UNPARSEABLE | #UNPARSEABLE | #BLOCKED |  |  |  | 0 | 式 |  |  | Q20108 Vietnam Viettel | #BLOCKED | #BLOCKED | #BLOCKED | 1300000 | #BLOCKED | #BLOCKED | #UNPARSEABLE | #BLOCKED | 60000 | #BLOCKED | #BLOCKED
3-量產 |  |  |  |  | A211.R | PC-T11 SMA Torque Wrench | A215.T11 | 2.5 | [14 empty] | Inside height dimension: 1: 1.8 - 2.8m | [14 empty] | #DIVIDE BY ZERO | #DIVIDE BY ZERO
5-報價 | [5 empty] | PC-T11 SMA Torque Wrench | A215.T111 | 3 | 坦聯 |  |  |  | 200 | 100 | [23 empty] | #DIVIDE BY ZERO | #DIVIDE BY ZERO
3-量產 |  |  |  |  | A211.R | PC-T18 N-type Torque Wrench | A215.T18 | 2.5 | [14 empty] | Inside height dimension: 1: 1.8 - 2.8m | [14 empty] | #DIVIDE BY ZERO | #DIVIDE BY ZERO
5-報價 | [5 empty] | PC-T18 N-type Torque Wrench | A215.T181 | 3 | 坦聯 |  |  |  | 200 | 100 | [23 empty] | #DIVIDE BY ZERO | #DIVIDE BY ZERO
|  | Y |  |  | #UNPARSEABLE | PC-T2 Conduction calibration kits | A215.T1 | 2.5 |  |  |  | 1 | #UNPARSEABLE | #UNPARSEABLE | #BLOCKED |  |  |  | 0 | 式 |  |  | Q20108 Vietnam Viettel | #BLOCKED | #BLOCKED | #BLOCKED | 1300000 | #BLOCKED | #BLOCKED | #UNPARSEABLE | #BLOCKED | 60000 | #BLOCKED | #BLOCKED
[5 empty] | A211.R | PC-T26 Stripline Calibration kits | A215.T26 | 2.5 | [14 empty] | Inside height dimension: 1: 1.8 - 2.8m | [14 empty] | #DIVIDE BY ZERO | #DIVIDE BY ZERO
[6 empty] | PC-T21 SMA 3.5mm Calibration kits | A2178.T211 | 3 | 坦聯 |  |  |  | 200 | 100 | [23 empty] | #DIVIDE BY ZERO | #DIVIDE BY ZERO
3-量產 |  | Y |  |  | #UNPARSEABLE | PC-T3 Radiation calibration kits | A215.T3 | 2.5 |  |  |  | 1 | #UNPARSEABLE | #UNPARSEABLE | #BLOCKED |  |  |  | 0 | 式 |  |  | Q20108 Vietnam Viettel | #BLOCKED | #BLOCKED | #BLOCKED | 1300000 | #BLOCKED | #BLOCKED | #UNPARSEABLE | #BLOCKED | 60000 | #BLOCKED | #BLOCKED
[5 empty] | A211.R | PC-T31 OTA calibration kits | A215.T31 | 2.5 | [14 empty] | Inside height dimension: 1: 1.8 - 2.8m | [14 empty] | #DIVIDE BY ZERO | #DIVIDE BY ZERO
[6 empty] | PC-T21 SMA 3.5mm Calibration kits | A2178.T211 | 3 | 坦聯 |  |  |  | 200 | 100 | [23 empty] | #DIVIDE BY ZERO | #DIVIDE BY ZERO
3-量產 |  | Y |  |  | #UNPARSEABLE | PC-T5 Network Analyzer Coaxial calibration kits | A215.T5 | 2.5 |  |  |  | 1 | #UNPARSEABLE | #UNPARSEABLE | #BLOCKED |  |  |  | 0 | 式 |  |  | Q20108 Vietnam Viettel | #BLOCKED | #BLOCKED | #BLOCKED | 1300000 | #BLOCKED | #BLOCKED | #UNPARSEABLE | #BLOCKED | 60000 | #BLOCKED | #BLOCKED
3-量產 |  |  |  |  | A211.R | PC-T51 3.5mm Calibration kits | A215.T51 | 2.5 | [14 empty] | Inside height dimension: 1: 1.8 - 2.8m | [14 empty] | #DIVIDE BY ZERO | #DIVIDE BY ZERO
[6 empty] | PC-T51-SMA 3.5mm Calibration kits | A215.T511 | 3 | 坦聯 |  |  |  | 200 | 100 | [23 empty] | #DIVIDE BY ZERO | #DIVIDE BY ZERO
[6 empty] | PC-T51-3.5 3.5mm Calibration kits | A2178.T513 | 3 | 坦聯 |  |  |  | 200 | 100 | [23 empty] | #DIVIDE BY ZERO | #DIVIDE BY ZERO
3-量產 |  |  |  |  | A211.R | PC-T52 K-Type 2.92mm Calibration kits | A215.T52 | 2.5 | [14 empty] | Inside height dimension: 1: 1.8 - 2.8m | [14 empty] | #DIVIDE BY ZERO | #DIVIDE BY ZERO
[6 empty] | PC-T52-2.92 K-Type 2.92mm Calibration kits | A2178.T521 | 3 | 坦聯 |  |  |  | 200 | 100 | [23 empty] | #DIVIDE BY ZERO | #DIVIDE BY ZERO
3-量產 |  |  |  |  | A211.R | PC-T53 K-Type 2.4 mm Calibration kits | A215.T53 | 2.5 | [14 empty] | Inside height dimension: 1: 1.8 - 2.8m | [14 empty] | #DIVIDE BY ZERO | #DIVIDE BY ZERO
[6 empty] | PC-T53-2.4 K-Type 2.4 mm Calibration kits | A2178.T53 | 3 | 坦聯 |  |  |  | 200 | 100 | [23 empty] | #DIVIDE BY ZERO | #DIVIDE BY ZERO
[5 empty] | A211.R | PC-T54 1.85mm Calibration kits | A215.T54 | 2.5 | [14 empty] | Inside height dimension: 1: 1.8 - 2.8m | [14 empty] | #DIVIDE BY ZERO | #DIVIDE BY ZERO
[6 empty] | PC-T54-1.85 1.85mm Calibration kits | A2178.T54 | 3 | 坦聯 |  |  |  | 200 | 100 | [23 empty] | #DIVIDE BY ZERO | #DIVIDE BY ZERO
[5 empty] | A211.R | PC-T55 1.0mm Calibration kits | A215.T55 | 2.5 | [14 empty] | Inside height dimension: 1: 1.8 - 2.8m | [14 empty] | #DIVIDE BY ZERO | #DIVIDE BY ZERO
[6 empty] | PC-T55-1.0 1.0mm Calibration kits | A2178.T551 | 3 | 坦聯 |  |  |  | 200 | 100 | [23 empty] | #DIVIDE BY ZERO | #DIVIDE BY ZERO
3-量產 |  |  |  |  | A211.R | PC-T58 N-type Calibration kits | A215.T58 | 2.5 | [14 empty] | Inside height dimension: 1: 1.8 - 2.8m | [14 empty] | #DIVIDE BY ZERO | #DIVIDE BY ZERO
[6 empty] | PC-T58-N N-Type Calibration kits | A2178.T581 | 3 | 坦聯 |  |  |  | 200 | 100 | [23 empty] | #DIVIDE BY ZERO | #DIVIDE BY ZERO
[5 empty] | A211.R | PC-T59 Low Frequency Calibration kits | A215.T59 | 2.5 | [14 empty] | Inside height dimension: 1: 1.8 - 2.8m | [14 empty] | #DIVIDE BY ZERO | #DIVIDE BY ZERO
[6 empty] | PC-T59-BNC BNC Calibration kits | A2178.T591 | 3 | 坦聯 |  |  |  | 200 | 100 | [23 empty] | #DIVIDE BY ZERO | #DIVIDE BY ZERO
3-量產 |  | Y |  |  | #UNPARSEABLE | PC-T6 Network Analyzer Probe calibration kits | A215.T6 | 2.5 |  |  |  | 1 | #UNPARSEABLE | #UNPARSEABLE | #BLOCKED |  |  |  | 0 | 式 |  |  | Q20108 Vietnam Viettel | #BLOCKED | #BLOCKED | #BLOCKED | 1300000 | #BLOCKED | #BLOCKED | #UNPARSEABLE | #BLOCKED | 60000 | #BLOCKED | #BLOCKED
3-量產 |  |  |  |  | A211.R | PC-T61 3.5mm Calibration kits(26.5GHz) | A215.T61 | 2.5 | [14 empty] | Inside height dimension: 1: 1.8 - 2.8m | [14 empty] | #DIVIDE BY ZERO | #DIVIDE BY ZERO
[6 empty] | PC-T51-SMA 3.5mm Calibration kits | A215.T611 | 3 | 坦聯 |  |  |  | 200 | 100 | [23 empty] | #DIVIDE BY ZERO | #DIVIDE BY ZERO
[6 empty] | PC-T51-3.5 3.5mm Calibration kits | A2178.T613 | 3 | 坦聯 |  |  |  | 200 | 100 | [23 empty] | #DIVIDE BY ZERO | #DIVIDE BY ZERO
3-量產 |  |  |  |  | A211.R | PC-T62 K-Type 2.92mm Calibration kits(40GHz) | A215.T62 | 2.5 | [14 empty] | Inside height dimension: 1: 1.8 - 2.8m | [14 empty] | #DIVIDE BY ZERO | #DIVIDE BY ZERO
[6 empty] | PC-T52-2.92 K-Type 2.92mm Calibration kits | A2178.T621 | 3 | 坦聯 |  |  |  | 200 | 100 | [23 empty] | #DIVIDE BY ZERO | #DIVIDE BY ZERO
3-量產 |  |  |  |  | A211.R | PC-T63 K-Type 2.4 mm Calibration kits(50GHz) | A215.T63 | 2.5 | [14 empty] | Inside height dimension: 1: 1.8 - 2.8m | [14 empty] | #DIVIDE BY ZERO | #DIVIDE BY ZERO
[6 empty] | PC-T53-2.4 K-Type 2.4 mm Calibration kits | A2178.T63 | 3 | 坦聯 |  |  |  | 200 | 100 | [23 empty] | #DIVIDE BY ZERO | #DIVIDE BY ZERO
[5 empty] | A211.R | PC-T64 1.85mm Calibration kits(60GHz) | A215.T64 | 2.5 | [14 empty] | Inside height dimension: 1: 1.8 - 2.8m | [14 empty] | #DIVIDE BY ZERO | #DIVIDE BY ZERO
[6 empty] | PC-T54-1.85 1.85mm Calibration kits | A2178.T64 | 3 | 坦聯 |  |  |  | 200 | 100 | [23 empty] | #DIVIDE BY ZERO | #DIVIDE BY ZERO
[5 empty] | A211.R | PC-T65 1.0mm Calibration kits(110GHz) | A215.T65 | 2.5 | [14 empty] | Inside height dimension: 1: 1.8 - 2.8m | [14 empty] | #DIVIDE BY ZERO | #DIVIDE BY ZERO
[6 empty] | PC-T55-1.0 1.0mm Calibration kits | A2178.T651 | 3 | 坦聯 |  |  |  | 200 | 100 | [23 empty] | #DIVIDE BY ZERO | #DIVIDE BY ZERO
3-量產 |  |  |  |  | A211.R | PC-T68 N-type Calibration kits | A215.T68 | 2.5 | [14 empty] | Inside height dimension: 1: 1.8 - 2.8m | [14 empty] | #DIVIDE BY ZERO | #DIVIDE BY ZERO
[6 empty] | PC-T58-N N-Type Calibration kits | A2178.T681 | 3 | 坦聯 |  |  |  | 200 | 100 | [23 empty] | #DIVIDE BY ZERO | #DIVIDE BY ZERO
[5 empty] | A211.R | PC-T59 Low Frequency Calibration kits | A215.T69 | 2.5 | [14 empty] | Inside height dimension: 1: 1.8 - 2.8m | [14 empty] | #DIVIDE BY ZERO | #DIVIDE BY ZERO
[6 empty] | PC-T59-BNC BNC Calibration kits | A2178.T591 | 3 | 坦聯 |  |  |  | 200 | 100 | [23 empty] | #DIVIDE BY ZERO | #DIVIDE BY ZERO
3-量產 |  | Y |  |  | #UNPARSEABLE | PC-T9 Other kits | A215.T9 | 2.5 |  |  |  | 1 | #UNPARSEABLE | #UNPARSEABLE | #BLOCKED |  |  |  | 0 | 式 |  |  | Q20108 Vietnam Viettel | #BLOCKED | #BLOCKED | #BLOCKED | 1300000 | #BLOCKED | #BLOCKED | #UNPARSEABLE | #BLOCKED | 60000 | #BLOCKED | #BLOCKED
3-量產 |  |  |  |  | A211.R | PC-T91 Testing SIM Card(A215.S111, 112) | A215.T91 | 2.5 | [14 empty] | Inside height dimension: 1: 1.8 - 2.8m | [14 empty] | #DIVIDE BY ZERO | #DIVIDE BY ZERO
3-量產 | [5 empty] | PC-T91-Mini Testing SIM Card | A215.T912 | 3 | 坦聯 |  |  |  | 200 | 100 | [23 empty] | #DIVIDE BY ZERO | #DIVIDE BY ZERO
3-量產 | [5 empty] | PC-T91-Micro Testing SIM Card | A215.T913 | 3 | 坦聯 |  |  |  | 200 | 100 | [23 empty] | #DIVIDE BY ZERO | #DIVIDE BY ZERO
3-量產 | [5 empty] | PC-T91-Nano Testing SIM Card | A215.T914 | 3 | 坦聯 |  |  |  | 200 | 100 | [23 empty] | #DIVIDE BY ZERO | #DIVIDE BY ZERO
7-預計上架 | 1 | 1 |  |  | A2 | A223 AT-Antenna(Included accessories) | A223,PON | 1 | 天線 |  | 0 | 1 | 500 | 300 | 400 |  |  | 0 | 0 | #DIVIDE BY ZERO | 0% | 0% | 1/30前完成資料
0-未開 |  | Y |  |  | A223,PON | AT-A Array Antenna | A213.A | 2 | 基本功能 |  |  | 1 | #UNPARSEABLE | #UNPARSEABLE | #BLOCKED |  |  |  | 0 | 式 |  |  |  | #BLOCKED | #BLOCKED | #BLOCKED | 1300000 | #BLOCKED | #BLOCKED | #UNPARSEABLE | #BLOCKED | 60000 | #BLOCKED | #BLOCKED
[5 empty] | A223,PON | AT-A1 Vertical Array Antenna | A213.A1 |  |  |  |  | 1 |  | 38.1 | 38.1 | [8 empty] | 38.1 |  | #DIVIDE BY ZERO |  | -38.1 | #DIVIDE BY ZERO | #UNPARSEABLE | #BLOCKED |  | -1.27 | #DIVIDE BY ZERO
[5 empty] | A223,PON | AT-A12 Vertical Array Antenna (0.45G - 3.8GHz) | A213.A16 |  |  |  |  | 1 |  | 38.1 | 38.1 | [8 empty] | 38.1 |  | #DIVIDE BY ZERO |  | -38.1 | #DIVIDE BY ZERO | #UNPARSEABLE | #BLOCKED |  | -1.27 | #DIVIDE BY ZERO
[5 empty] | A223,PON | AT-A12-6 Vertical Array Antenna(6VAA) -Frequency: 0.68G - 8GHz -Antenna pitch: 30 degree -Antenna layout: 180 degree arch -6 Dual-polarized antennas -Antenna gain: 6dBi (Typical) -Polarization: Dual linear polarization -Polarization isolation: > 25dB - | A213H-XX |  |  |  |  | 1 | 500 | 38.1 | 38.1 | [8 empty] | 38.1 | 500 | 100% |  | -38.1 | #DIVIDE BY ZERO | #UNPARSEABLE | #BLOCKED |  | -1.27 | #DIVIDE BY ZERO
[5 empty] | A223,PON | AT-A13 Vertical Array Antenna (2G - 10GHz) | A213.A17 |  |  |  |  | 1 |  | 38.1 | 38.1 | [8 empty] | 38.1 |  | #DIVIDE BY ZERO |  | -38.1 | #DIVIDE BY ZERO | #UNPARSEABLE | #BLOCKED |  | -1.27 | #DIVIDE BY ZERO
[5 empty] | A223,PON | AT-A13-6 Vertical Array Antenna(6VAA) -Frequency: 2G - 10GHz -Antenna pitch: 30 degree -Antenna layout: 180 degree arch -6 Dual-polarized antennas -Antenna gain: 6dBi (Typical) -Polarization: Dual linear polarization -Polarization isolation: > 25dB - | A213H-XX |  |  |  |  | 1 | 500 | 38.1 | 38.1 | [8 empty] | 38.1 | 500 | 100% |  | -38.1 | #DIVIDE BY ZERO | #UNPARSEABLE | #BLOCKED |  | -1.27 | #DIVIDE BY ZERO
7-預計上架 |  | Y |  |  | A223,PON | AT-B Broadband Antenna | A213.K | 2 | 基本功能 |  |  | 1 | #UNPARSEABLE | #UNPARSEABLE | #BLOCKED |  |  |  | 0 | 式 |  |  |  | #BLOCKED | #BLOCKED | #BLOCKED | 1300000 | #BLOCKED | #BLOCKED | #UNPARSEABLE | #BLOCKED | 60000 | #BLOCKED | #BLOCKED
7-預計上架 |  | Y |  |  | A223,PON | AT-K Calibration Antenna | A213.K | 2 | 基本功能 |  |  | 1 | #UNPARSEABLE | #UNPARSEABLE | #BLOCKED |  |  |  | 0 | 式 |  |  |  | #BLOCKED | #BLOCKED | #BLOCKED | 1300000 | #BLOCKED | #BLOCKED | #UNPARSEABLE | #BLOCKED | 60000 | #BLOCKED | #BLOCKED
7-預計上架 |  |  |  |  | A223,PON | AT-K1 Standard Gain Horn | A213.K1 |  |  |  |  | 1 |  | 38.1 | 38.1 | [8 empty] | 38.1 |  | #DIVIDE BY ZERO |  | -38.1 | #DIVIDE BY ZERO | #UNPARSEABLE | #BLOCKED |  | -1.27 | #DIVIDE BY ZERO
7-預計上架 |  |  |  |  | A223,PON | AT-K2 Sleeve Dipole | A213.K2 |  |  |  |  | 1 |  | 38.1 | 38.1 | [8 empty] | 38.1 |  | #DIVIDE BY ZERO |  | -38.1 | #DIVIDE BY ZERO | #UNPARSEABLE | #BLOCKED |  | -1.27 | #DIVIDE BY ZERO
7-預計上架 |  |  |  |  | A223,PON | AT-K3 Broadband Antenna | A213.K1 |  |  |  |  | 1 |  | 38.1 | 38.1 | [8 empty] | 38.1 |  | #DIVIDE BY ZERO |  | -38.1 | #DIVIDE BY ZERO | #UNPARSEABLE | #BLOCKED |  | -1.27 | #DIVIDE BY ZERO
0-未開 |  |  |  |  | A223,PON | AT-K5 | A213.K5 |  |  |  |  | 1 |  | 38.1 | 38.1 | [8 empty] | 38.1 |  | #DIVIDE BY ZERO |  | -38.1 | #DIVIDE BY ZERO | #UNPARSEABLE | #BLOCKED |  | -1.27 | #DIVIDE BY ZERO
0-未開 |  |  |  |  | A223,PON | AT-K8 Module Antenna for standard | A213.K8 |  |  |  |  | 1 |  | 38.1 | 38.1 | [8 empty] | 38.1 |  | #DIVIDE BY ZERO |  | -38.1 | #DIVIDE BY ZERO | #UNPARSEABLE | #BLOCKED |  | -1.27 | #DIVIDE BY ZERO
0-未開 |  | Y |  |  | A223,PON | AT-M Sleeve Dipole / Monopole Antenna | A213.M | 2 | 基本功能 |  |  | 1 | #UNPARSEABLE | #UNPARSEABLE | #BLOCKED |  |  |  | 0 | 式 |  |  |  | #BLOCKED | #BLOCKED | #BLOCKED | 1300000 | #BLOCKED | #BLOCKED | #UNPARSEABLE | #BLOCKED | 60000 | #BLOCKED | #BLOCKED
3-量產 |  | Y |  |  | A223,PON | AT-M1 Sleeve Dipole Antenna | A213.D1 |  |  |  |  | 1 | #UNPARSEABLE | #UNPARSEABLE | #BLOCKED |  |  |  | 0 | 式 |  |  |  | #BLOCKED | #BLOCKED | #BLOCKED | 1300000 | #BLOCKED | #BLOCKED | #UNPARSEABLE | #BLOCKED | 60000 | #BLOCKED | #BLOCKED
3-量產 |  | Y |  |  | A223,PON | AT-M2 Sleeve Monopole Antenna | A213.D2 |  |  |  |  | 1 | #UNPARSEABLE | #UNPARSEABLE | #BLOCKED |  |  |  | 0 | 式 |  |  |  | #BLOCKED | #BLOCKED | #BLOCKED | 1300000 | #BLOCKED | #BLOCKED | #UNPARSEABLE | #BLOCKED | 60000 | #BLOCKED | #BLOCKED
1-評估 |  |  |  |  | A223,PON | AT-D21 Sleeve Monopole Antenna -Antenna frequency: 2.4 - 2.5 GHz/ 5.0 - 7.125 GHz -Antenna gain: 3 dBi (Typical ) -VSWR: 3.5 Max. -Power handling: Max. 5 Watt CW -Connector: SMA plug (male pin) -Length: 135.7 mm | A213.D211 |  |  |  |  | 1 |  | 0 | [9 empty] | 0 |  | #DIVIDE BY ZERO |  | 0 | #DIVIDE BY ZERO | #UNPARSEABLE | #BLOCKED |  | 0 | #DIVIDE BY ZERO
0-未開 |  | Y |  |  | A223,PON | AT-D Dish Antenna | A213.D | 2 | 基本功能 |  |  | 1 | #UNPARSEABLE | #UNPARSEABLE | #BLOCKED |  |  |  | 0 | 式 |  |  |  | #BLOCKED | #BLOCKED | #BLOCKED | 1300000 | #BLOCKED | #BLOCKED | #UNPARSEABLE | #BLOCKED | 60000 | #BLOCKED | #BLOCKED
7-預計上架 |  | Y |  |  | A223,PON | AT-P Loop Antenna | A213.P | 2 | 基本功能 |  |  | 1 | #UNPARSEABLE | #UNPARSEABLE | #BLOCKED |  |  |  | 0 | 式 |  |  |  | #BLOCKED | #BLOCKED | #BLOCKED | 1300000 | #BLOCKED | #BLOCKED | #UNPARSEABLE | #BLOCKED | 60000 | #BLOCKED | #BLOCKED
3-量產 |  | Y |  |  | A223,PON | GNSS Flexible Loop Antenna | A213.P1 |  | 基本功能 |  |  | 1 | #UNPARSEABLE | #UNPARSEABLE | #BLOCKED |  |  |  | 0 | 式 |  |  |  | #BLOCKED | #BLOCKED | #BLOCKED | 1300000 | #BLOCKED | #BLOCKED | #UNPARSEABLE | #BLOCKED | 60000 | #BLOCKED | #BLOCKED
[5 empty] | A223,PON | GNSS Flexible Loop Antenna -Band: L1/L2/L5/G1/GALILEO/BEIDOU -Peak Gain: 3dBi -Connector: IPEX MHFI for RF, Peel and Stick for antenna mount -Dimeson: 76mm*47mm*0.15mm with RF cable >60mm | A213.P11 B129-M-FXP612 |  |  |  |  | 1 | 400 | 200 | 200 | [8 empty] | 200 | 400 | 100% |  | -200 | #DIVIDE BY ZERO | #UNPARSEABLE | #BLOCKED |  | -6.6667 | #DIVIDE BY ZERO
7-預計上架 |  | Y |  |  | A223,PON | AT-H Horn Antenna | A213.H | 2 | 基本功能 |  |  | 1 | #UNPARSEABLE | #UNPARSEABLE | #BLOCKED |  |  |  | 0 | 式 |  |  |  | #BLOCKED | #BLOCKED | #BLOCKED | 1300000 | #BLOCKED | #BLOCKED | #UNPARSEABLE | #BLOCKED | 60000 | #BLOCKED | #BLOCKED
3-量產 |  | Y |  |  | A223,PON | AT-H1 Single Polarization Broadband Horn Antenna(0.3 - 40GHz) | A213.H1 |  | 基本功能 |  |  | 1 | #UNPARSEABLE | #UNPARSEABLE | #BLOCKED |  |  |  | 0 | 式 |  |  |  | #BLOCKED | #BLOCKED | #BLOCKED | 1300000 | #BLOCKED | #BLOCKED | #UNPARSEABLE | #BLOCKED | 60000 | #BLOCKED | #BLOCKED
0-未開 |  |  |  |  | A223,PON | AT-H11 Single Polarization Broadband Horn Antenna -Antenna frequency: 0.3 - 6.0 GHz -Antenna gain: 12 dBi (Typical) -Polarization: Single linear polarization -Power handling: Max. 50 Watt CW -Antenna aperture size: 250mm | A213.H110 |  |  |  |  | 1 | [13 empty] | #DIVIDE BY ZERO |  | 0 | #DIVIDE BY ZERO | #UNPARSEABLE | #BLOCKED |  | 0 | #DIVIDE BY ZERO
0-未開 |  |  |  |  | A223,PON | AT-H12 Single Polarization Broadband Horn Antenna -Antenna frequency: 0.4 - 12.0 GHz -Antenna gain: 12 dBi (Typical) -Polarization: Single linear polarization -Power handling: Max. 50 Watt CW -Antenna aperture size: 250mm | A213.H120 |  |  |  |  | 1 | [13 empty] | #DIVIDE BY ZERO |  | 0 | #DIVIDE BY ZERO | #UNPARSEABLE | #BLOCKED |  | 0 | #DIVIDE BY ZERO
1-評估 |  |  |  |  | A223,PON | AT-H13 Single Polarization Broadband Horn Antenna -Brand: Schwarzbeck -Model: BBHA 9120 D -Antenna frequency: 1 - 18.0 GHz -Antenna gain: 11 dBi (Typical) -Polarization: Single linear polarization -Antenna aperture size: 250mm -Connector: N-Type (F) | A213.H130 |  |  |  |  | 1 |  | 0 | 0 | [7 empty] | -Brand: Schwarzbeck -Model: BBHA 9120 D | 0 |  | #DIVIDE BY ZERO |  | 0 | #DIVIDE BY ZERO | #UNPARSEABLE | #BLOCKED |  | 0 | #DIVIDE BY ZERO
1-評估 |  |  |  |  | A223,PON | AT-H14 Single Polarization Broadband Horn Horn Antenna -Antenna frequency: 0.7 - 18.0 GHz -Antenna gain: 12 dBi (Typical) -Polarization: Single linear polarization -Power handling: Max. 50 Watt CW -Antenna aperture size: 250mm | A213.H140 |  |  |  |  | 1 | [10 empty] | Ainfo LB-7180 1.5Ghz之前增益急速下降 (1.5到0.7GHz增益降了6dB) |  |  | #DIVIDE BY ZERO |  | 0 | #DIVIDE BY ZERO | #UNPARSEABLE | #BLOCKED |  | 0 | #DIVIDE BY ZERO
0-未開 |  |  |  |  | A223,PON | AT-H15 Single Polarization Broadband Horn Horn Antenna -Antenna frequency: 0.7 - 40.0 GHz -Antenna gain: 12 dBi (Typical) -Polarization: Single linear polarization -Power handling: Max. 50 Watt CW -Antenna aperture size: 250mm | A213.H150 |  |  |  |  | 1 | [13 empty] | #DIVIDE BY ZERO |  | 0 | #DIVIDE BY ZERO | #UNPARSEABLE | #BLOCKED |  | 0 | #DIVIDE BY ZERO
1-評估 |  |  |  |  | A223,PON | AT-H16 Single Polarization Broadband Horn Horn Antenna -Antenna frequency: 2.0- 18.0GHz -Antenna gain: 13dBi (Typical ) -Polarization: Single linear polarization -Power handling: Max. 50 Watt CW -Antenna aperture size: 120mm -Connector: N-Type (F) | A213.H160 |  |  |  |  | 1 |  |  | 0 | [7 empty] | 飛騰 |  |  | #DIVIDE BY ZERO |  | 0 | #DIVIDE BY ZERO | #UNPARSEABLE | #BLOCKED |  | 0 | #DIVIDE BY ZERO
0-未開 |  |  |  |  | A223,PON | AT-H17 Single Polarization Broadband Horn Horn Antenna -Antenna frequency: 2.0 - 40.0 GHz -Antenna gain: 12 dBi (Typical) -Polarization: Single linear polarization -Power handling: Max. 50 Watt CW -Antenna aperture size: 250mm | A213.H170 |  |  |  |  | 1 | [13 empty] | #DIVIDE BY ZERO |  | 0 | #DIVIDE BY ZERO | #UNPARSEABLE | #BLOCKED |  | 0 | #DIVIDE BY ZERO
1-評估 |  |  |  |  | A223,PON | AT-H16 Single Polarization Broadband Horn Horn Antenna -Antenna frequency: 2.0- 18.0GHz -Antenna gain: 12dBi (Typical ) -Polarization: Single linear polarization -Power handling: Max. 50 Watt CW -Antenna aperture size: 105mm -Connector: SMA (F) | A213.H180 |  |  |  |  | 1 | [10 empty] | Ainfo LB-20180 |  |  | #DIVIDE BY ZERO |  | 0 | #DIVIDE BY ZERO | #UNPARSEABLE | #BLOCKED |  | 0 | #DIVIDE BY ZERO
0-未開 |  |  |  |  | A223,PON | AT-H19 Single Polarization Broadband Horn Horn Antenna -Antenna frequency: GHz -Antenna gain: 12 dBi (Typical) -Polarization: Single linear polarization -Power handling: Max. 50 Watt CW -Antenna aperture size: 250mm | A213.H190 |  |  |  |  | 1 | [13 empty] | #DIVIDE BY ZERO |  | 0 | #DIVIDE BY ZERO | #UNPARSEABLE | #BLOCKED |  | 0 | #DIVIDE BY ZERO
3-量產 |  | Y |  |  | A223,PON | AT-H2 Dual Polarization Board band Horn Antenna | A213.H2 |  | 1-0.3G-1G 3-0.4G- 5-0.65G 7-1G 9-2G |  |  | 1 | #UNPARSEABLE | #UNPARSEABLE | #BLOCKED |  |  |  | 0 | 式 |  |  |  | #BLOCKED | #BLOCKED | #BLOCKED | 1300000 | #BLOCKED | #BLOCKED | #UNPARSEABLE | #BLOCKED | 60000 | #BLOCKED | #BLOCKED
3-量產 |  | Y |  |  | A223,PON | LF Under 0.4 GHz | A213.H21 |  |  |  |  | 1 | #UNPARSEABLE | #UNPARSEABLE | #BLOCKED |  |  |  | 0 | 式 |  |  |  | #BLOCKED | #BLOCKED | #BLOCKED | 1300000 | #BLOCKED | #BLOCKED | #UNPARSEABLE | #BLOCKED | 60000 | #BLOCKED | #BLOCKED
[5 empty] | A223,PON | AT-H21 Antenna frequency: 0.3- 6.0GHz -Antenna gain: 10dBi (Typical ) -Polarization: Dual linear polarization -Polarization isolation: > 20dB -RF cable up to 18GHz -SMA rotary joint up to 18GHz -RF path: Dual port passive only(Not included switching box) | A213.H211 |  |  |  |  | 1 | 400 | 200 | 200 | [8 empty] | 200 | 400 | 100% |  | -200 | #DIVIDE BY ZERO | #UNPARSEABLE | #BLOCKED |  | -6.6667 | #DIVIDE BY ZERO
[5 empty] | A223,PON | AT-H21 Antenna frequency: 0.3- 6.0GHz -Antenna gain: 10dBi (Typical ) -Polarization: Dual linear polarization -Polarization isolation: > 20dB -RF cable up to 18GHz -SMA rotary joint up to 18GHz -RF path: Dual port passive only(Not included switching box) | A213.H212 |  |  |  |  | 1 | 400 | 200 | 200 | [8 empty] | 200 | 400 | 100% |  | -200 | #DIVIDE BY ZERO | #UNPARSEABLE | #BLOCKED |  | -6.6667 | #DIVIDE BY ZERO
1-評估 |  |  |  |  | A223,PON | AT-H21 Dual Polarization Corrugated Conical Horn Antenna Model: ACCH-D026039 -Antenna frequency: 2.6 - 3.95GHz -Antenna gain: 10dBi (Typical) -3dB Beamwidth: 50° (Typical) -Polarization: Dual linear polarization -Polarization isolation: > 20dB -Antenna aperture size: 270mm -Connector: SMA (F) | A213.H21A | [6 empty] | 0 | 0 | [8 empty] | 0 |  | #DIVIDE BY ZERO |  | 0 | #DIVIDE BY ZERO | #UNPARSEABLE | #BLOCKED |  | 0 | #DIVIDE BY ZERO
3-量產 |  | Y |  |  | A223,PON | HF Under 13 GHz | A213.H22 |  |  |  |  | 1 | #UNPARSEABLE | #UNPARSEABLE | #BLOCKED |  |  |  | 0 | 式 |  |  |  | #BLOCKED | #BLOCKED | #BLOCKED | 1300000 | #BLOCKED | #BLOCKED | #UNPARSEABLE | #BLOCKED | 60000 | #BLOCKED | #BLOCKED
[5 empty] | A223,PON | AT-H22 Dual Polarization Horn Antenna -Antenna frequency: 0.45 - 6.0GHz -Antenna gain: 8dBi (Typical) -Polarization: Dual linear polarization -Polarization isolation: > 20dB -Power handling: Max. 50 Watt CW -Antenna aperture size: 510mm | A213.H221 |  |  |  |  | 1 |  | 0 | [8 empty] | 飛騰 HR-03M06G01-NF | 0 |  | #DIVIDE BY ZERO |  | 0 | #DIVIDE BY ZERO | #UNPARSEABLE | #BLOCKED |  | 0 | #DIVIDE BY ZERO
1-評估 |  |  |  |  | A223,PON | AT-H22 Dual Polarization Horn Antenna -Antenna frequency: 0.68 - 8 GHz -Antenna gain: 10dBi (Typical) -Polarization: Dual linear polarization -Polarization isolation: > 20dB -Power handling: Max. 50 Watt CW -Antenna aperture size: 405mm | A213.H222 |  |  |  |  | 1 |  | 0 | [8 empty] | AINFO LB-OSJ-07100 低頻很緊繃 高頻因為特性不優,故只用到8.5G | 0 |  | #DIVIDE BY ZERO |  | 0 | #DIVIDE BY ZERO | #UNPARSEABLE | #BLOCKED |  | 0 | #DIVIDE BY ZERO
|  | 0 |  |  | A223,PON | AT-H22 Dual Polarization Horn Antenna -Antenna frequency: 0.68 - 13.0GHz -Antenna gain: 12dBi (Typical) -Polarization: Dual linear polarization -Polarization isolation: > 20dB -Power handling: Max. 50 Watt CW -Antenna aperture size: 270mm | A213.H223 |  |  |  |  | 1 |  | 0 | [8 empty] | AINFO LB-OSJ-07120 低頻緊繃 高頻超頻使用 | 0 |  | #DIVIDE BY ZERO |  | 0 | #DIVIDE BY ZERO | #UNPARSEABLE | #BLOCKED |  | 0 | #DIVIDE BY ZERO | 0 | 0 | 0 | #DIVIDE BY ZERO | #DIVIDE BY ZERO
[5 empty] | A223,PON | AT-H22 Antenna frequency: 1 - 10.0GHz -Antenna gain: 10dBi (Typical ) -Polarization: Dual linear polarization -Polarization isolation: > 20dB -RF cable up to 18GHz -SMA rotary joint up to 18GHz -RF path: Dual port passive only(Not included switching box) | A213.H224 |  |  |  |  | 1 | 250 | 130 | 130 | [8 empty] | 130 | 250 | 100% |  | -130 | #DIVIDE BY ZERO | #UNPARSEABLE | #BLOCKED |  | -4.3333 | #DIVIDE BY ZERO
0-未開 | [5 empty] | AT-H22 Dual Polarization Corrugated Conical Horn Antenna Model: ACCH-D033049 -Antenna frequency: 3.3 - 4.9GHz -Antenna gain: 10dBi (Typical) -3dB Beamwidth: 50° (Typical) -Polarization: Dual linear polarization -Polarization isolation: > 20dB -Antenna aperture size: TBDmm -Connector: SMA (F) | A213.H21A | [6 empty] | 0
1-評估 | [5 empty] | AT-H22 Dual Polarization Corrugated Conical Horn Antenna Model: ACCH-D039058 -Antenna frequency: 3.95 - 5.85GHz -Antenna gain: 10dBi (Typical) -3dB Beamwidth: 50° (Typical) -Polarization: Dual linear polarization -Polarization isolation: > 20dB -Antenna aperture size: 180mm -Connector: SMA (F) | A213.H21B | [6 empty] | 0
3-量產 |  | Y |  |  | A223,PON | HF Under 18 GHz | A213.H23 |  |  |  |  | 1 | #UNPARSEABLE | #UNPARSEABLE | #BLOCKED |  |  |  | 0 | 式 |  |  |  | #BLOCKED | #BLOCKED | #BLOCKED | 1300000 | #BLOCKED | #BLOCKED | #UNPARSEABLE | #BLOCKED | 60000 | #BLOCKED | #BLOCKED
1-評估 |  |  |  |  | A223,PON | AT-H23 Dual Polarization Horn Antenna -Antenna frequency: 1 - 18.0GHz -Antenna gain: 10dBi (Typical) -Polarization: Dual linear polarization -Polarization isolation: > 20dB -Power handling: Max. 50 Watt CW -Antenna aperture size: 190mm | A213.H232 |  |  |  |  | 1 |  | 0 | [8 empty] | AINFO LB-OSJ-10180 2GHz之前的增益起伏有2dB,之後則非常平穩 | 0 |  | #DIVIDE BY ZERO |  | 0 | #DIVIDE BY ZERO | #UNPARSEABLE | #BLOCKED |  | 0 | #DIVIDE BY ZERO
1-評估 |  |  |  |  | A223,PON | AT-H23 Dual Polarization Horn Antenna -Antenna frequency: 2.0 - 18.0 GHz -Antenna gain: 13 dBi (Typical) -Polarization: Dual linear polarization -Polarization isolation: > 20 dB -Power handling: Max. 50 Watt CW -Antenna aperture size: 140mm | A213.H233 |  |  |  |  | 1 |  | 0 | [8 empty] | AINFO LB-OSJ-20180 15GHz之後HV差異略大,最多3dBi | 0 |  | #DIVIDE BY ZERO |  | 0 | #DIVIDE BY ZERO | #UNPARSEABLE | #BLOCKED |  | 0 | #DIVIDE BY ZERO
1-評估 |  |  |  |  | A223,PON | AT-H23 Dual Polarization Horn Antenna -Antenna frequency: 2.0 - 18.0 GHz -Antenna gain: 13 dBi (Typical) -Polarization: Dual linear polarization -Polarization isolation: > 20 dB -Power handling: Max. 50 Watt CW -Antenna aperture size: 160mm | A213.H233 |  |  |  |  | 1 |  | 0 | [8 empty] | 飛騰 HR-0218G-SF 規格尚未知 | 0 |  | #DIVIDE BY ZERO |  | 0 | #DIVIDE BY ZERO | #UNPARSEABLE | #BLOCKED |  | 0 | #DIVIDE BY ZERO
3-量產 |  | Y |  |  | A223,PON | HF Under 50 GHz | A213.H24 |  |  |  |  | 1 | #UNPARSEABLE | #UNPARSEABLE | #BLOCKED |  |  |  | 0 | 式 |  |  |  | #BLOCKED | #BLOCKED | #BLOCKED | 1300000 | #BLOCKED | #BLOCKED | #UNPARSEABLE | #BLOCKED | 60000 | #BLOCKED | #BLOCKED
1-評估 | [5 empty] | AT-H24 Dual Polarization Corrugated Conical Horn -Antenna frequency: 24 - 42GHz -Antenna gain: 14dBi (Typical) -3dB Beamwidth: 35° (Typical) -Polarization: Dual linear polarization -Polarization isolation: > 20dB -Antenna aperture size: 35mm -Connector: WR28 waveguide | A213.H241 | [6 empty] | 0
1-評估 | [5 empty] | AT-H24 Dual Polarization Corrugated Conical Horn Antenna Model: ACCH-D3350 -Antenna frequency: 33 - 50GHz -Antenna gain: 14dBi (Typical) -3dB Beamwidth: 35° (Typical) -Polarization: Dual linear polarization -Polarization isolation: > 20dB -Antenna aperture size: 29mm -Connector: WR22 waveguide | A213.H242 | [6 empty] | 0
3-量產 |  | Y |  |  | A223,PON | HF Under 110 GHz | A213.H25 |  |  |  |  | 1 | #UNPARSEABLE | #UNPARSEABLE | #BLOCKED |  |  |  | 0 | 式 |  |  |  | #BLOCKED | #BLOCKED | #BLOCKED | 1300000 | #BLOCKED | #BLOCKED | #UNPARSEABLE | #BLOCKED | 60000 | #BLOCKED | #BLOCKED
1-評估 | [5 empty] | AT-H24 Dual Polarization Corrugated Conical Horn Antenna Model: ACCH-D4060 -Antenna frequency: 40 - 60GHz -Antenna gain: 14dBi (Typical) -3dB Beamwidth: 35° (Typical) -Polarization: Dual linear polarization -Polarization isolation: > 20dB -Antenna aperture size: 18mm -Connector: WR19 waveguide | A213.H241 | [6 empty] | 0
1-評估 | [5 empty] | AT-H24 Dual Polarization Corrugated Conical Horn Antenna Model: ACCH-D6090 -Antenna frequency: 60 - 90GHz -Antenna gain: 14dBi (Typical) -3dB Beamwidth: 35° (Typical) -Polarization: Dual linear polarization -Polarization isolation: > 20dB -Antenna aperture size: 13mm -Connector: WR12 waveguide | A213.H241 | [6 empty] | 0
3-量產 |  | Y |  |  | A223,PON | AT-H3 Standard Gain Horn | A213.H18 |  |  |  |  | 1 | #UNPARSEABLE | #UNPARSEABLE | #BLOCKED |  |  |  | 0 | 式 |  |  |  | #BLOCKED | #BLOCKED | #BLOCKED | 1300000 | #BLOCKED | #BLOCKED | #UNPARSEABLE | #BLOCKED | 60000 | #BLOCKED | #BLOCKED
1-評估 |  |  |  |  | A223,PON | AT-H13 Standard Gain Horn Antenna WR-284 -Antenna frequency: 2.6 - 3.95 GHz -Antenna gain: 10 dBi (Typical) -Polarization: Single linear polarization -Power handling: Max. 50 Watt CW -Antenna aperture size: 150mm -Connector: SMA(F) -Calibration: Factory report | A213.H181 |  |  |  |  | 1 |  | 0 | [9 empty] | 0 |  | #DIVIDE BY ZERO |  | 0 | #DIVIDE BY ZERO | #UNPARSEABLE | #BLOCKED |  | 0 | #DIVIDE BY ZERO
1-評估 |  |  |  |  | A223,PON | AT-H13 Standard Gain Horn Antenna WR-187 -Antenna frequency: 3.95 - 5.85 GHz -Antenna gain: 10 dBi (Typical) -Polarization: Single linear polarization -Power handling: Max. 50 Watt CW -Antenna aperture size: 100mm -Connector: SMA(F) -Calibration: Factory report | A213.H183 |  |  |  |  | 1 |  | 0 | [9 empty] | 0 |  | #DIVIDE BY ZERO |  | 0 | #DIVIDE BY ZERO | #UNPARSEABLE | #BLOCKED |  | 0 | #DIVIDE BY ZERO
1-評估 |  |  |  |  | A223,PON | AT-H13 Standard Gain Horn Antenna WR-137 -Antenna frequency: 5.85 - 8.2 GHz -Antenna gain: 15 dBi (Typical) -Polarization: Single linear polarization -Power handling: Max. 50 Watt CW -Antenna aperture size: 150mm -Connector: SMA(F) -Calibration: Factory report | A213.H185 |  |  |  |  | 1 |  | 0 | [9 empty] | 0 |  | #DIVIDE BY ZERO |  | 0 | #DIVIDE BY ZERO | #UNPARSEABLE | #BLOCKED |  | 0 | #DIVIDE BY ZERO
1-評估 |  |  |  |  | A223,PON | AT-H13 Standard Gain Horn Antenna WR-90 -Antenna frequency: 8.2 - 12.4 GHz -Antenna gain: 15 dBi (Typical) -Polarization: Single linear polarization -Power handling: Max. 50 Watt CW -Antenna aperture size: 90mm -Connector: SMA(F) -Calibration: Factory report | A213.H187 |  |  |  |  | 1 |  | 0 | [9 empty] | 0 |  | #DIVIDE BY ZERO |  | 0 | #DIVIDE BY ZERO | #UNPARSEABLE | #BLOCKED |  | 0 | #DIVIDE BY ZERO
1-評估 |  |  |  |  | A223,PON | AT-H13 Standard Gain Horn Antenna WR-62 -Antenna frequency: 12.4 - 18 GHz -Antenna gain: 20 dBi (Typical) -Polarization: Single linear polarization -Power handling: Max. 50 Watt CW -Antenna aperture size: 100mm -Connector: SMA(F) -Calibration: Factory report | A213.H189 |  |  |  |  | 1 |  | 0 | [9 empty] | 0 |  | #DIVIDE BY ZERO |  | 0 | #DIVIDE BY ZERO | #UNPARSEABLE | #BLOCKED |  | 0 | #DIVIDE BY ZERO
1-評估 |  |  |  |  | A223,PON | AT-H13 Standard Gain Horn Antenna WR-42 -Antenna frequency: 18 - 26.5 GHz -Antenna gain: 20 dBi (Typical) -Polarization: Single linear polarization -Power handling: Max. 50 Watt CW -Antenna aperture size: 65mm -Connector: 3.5mm(F) -Calibration: Factory report | A213.H18B |  |  |  |  | 1 |  | 0 | [9 empty] | 0 |  | #DIVIDE BY ZERO |  | 0 | #DIVIDE BY ZERO | #UNPARSEABLE | #BLOCKED |  | 0 | #DIVIDE BY ZERO
1-評估 |  |  |  |  | A223,PON | AT-H13 Standard Gain Horn Antenna WR-34 -Antenna frequency: 22 - 33 GHz -Antenna gain: 20 dBi (Typical) -Polarization: Single linear polarization -Power handling: Max. 50 Watt CW -Antenna aperture size: 55mm -Connector: 2.92mm(F) -Calibration: Factory report | A213.H18C |  |  |  |  | 1 |  | 0 | [9 empty] | 0 |  | #DIVIDE BY ZERO |  | 0 | #DIVIDE BY ZERO | #UNPARSEABLE | #BLOCKED |  | 0 | #DIVIDE BY ZERO
1-評估 |  |  |  |  | A223,PON | AT-H13 Standard Gain Horn Antenna WR-28 -Antenna frequency: 26.5 - 40 GHz -Antenna gain: 20 dBi (Typical) -Polarization: Single linear polarization -Power handling: Max. 50 Watt CW -Antenna aperture size: 41mm -Connector: 2.92mm(F) -Calibration: Factory report | A213.H18D |  |  |  |  | 1 |  | 0 | [9 empty] | 0 |  | #DIVIDE BY ZERO |  | 0 | #DIVIDE BY ZERO | #UNPARSEABLE | #BLOCKED |  | 0 | #DIVIDE BY ZERO
1-評估 |  |  |  |  | A223,PON | AT-H13 Standard Gain Horn Antenna WR-22 -Antenna frequency: 33 - 50 GHz -Antenna gain: 20 dBi (Typical) -Polarization: Single linear polarization -Power handling: Max. 50 Watt CW -Antenna aperture size: 36mm -Connector: 2.4mm(F) -Calibration: Factory report | A213.H18E |  |  |  |  | 1 |  | 0 | [9 empty] | 0 |  | #DIVIDE BY ZERO |  | 0 | #DIVIDE BY ZERO | #UNPARSEABLE | #BLOCKED |  | 0 | #DIVIDE BY ZERO
1-評估 |  |  |  |  | A223,PON | AT-H13 Standard Gain Horn Antenna WR-12 -Antenna frequency: 60 - 90 GHz -Antenna gain: 20 dBi (Typical) -Polarization: Single linear polarization -Power handling: Max. 50 Watt CW -Antenna aperture size: 20mm -Connector: WR-12 waveguide -Calibration: Factory report | A213.H18H |  |  |  |  | 1 |  | 0 | [9 empty] | 0 |  | #DIVIDE BY ZERO |  | 0 | #DIVIDE BY ZERO | #UNPARSEABLE | #BLOCKED |  | 0 | #DIVIDE BY ZERO
3-量產 |  | Y |  |  | A223,PON | AT-H9 Accessories | A213.H9 |  |  |  |  | 1 | #UNPARSEABLE | #UNPARSEABLE | #BLOCKED |  |  |  | 0 | 式 |  |  |  | #BLOCKED | #BLOCKED | #BLOCKED | 1300000 | #BLOCKED | #BLOCKED | #UNPARSEABLE | #BLOCKED | 60000 | #BLOCKED | #BLOCKED
3-量產 |  | Y |  |  | A223,PON | AT-H91 Fixtures | A213.H91 |  |  |  |  | 1 | #UNPARSEABLE | #UNPARSEABLE | #BLOCKED |  |  |  | 0 | 式 |  |  |  | #BLOCKED | #BLOCKED | #BLOCKED | 1300000 | #BLOCKED | #BLOCKED | #UNPARSEABLE | #BLOCKED | 60000 | #BLOCKED | #BLOCKED
1-評估 |  |  |  |  | A223,PON | AT-H9 Accessories | A213.H131 |  |  |  |  | 1 | [13 empty] | #DIVIDE BY ZERO |  | 0 | #DIVIDE BY ZERO | #UNPARSEABLE | #BLOCKED |  | 0 | #DIVIDE BY ZERO
[5 empty] | A223,PON | AT-H13 Single Polarization Horn Antenna Antenna frequency: 2.0- 18.0GHz -Antenna gain: 13dBi (Typical ) -Polarization: Single linear polarization -Power handling: Max. 50 Watt CW -Antenna aperture size: 120mm -Connector: N-Type (F) | A213.H133 |  |  |  |  | 1 | 400 | 200 | 200 | [8 empty] | 200 | 400 | 100% |  | -200 | #DIVIDE BY ZERO | #UNPARSEABLE | #BLOCKED |  | -6.6667 | #DIVIDE BY ZERO
3-量產 |  |  |  |  | A223,PON | AT-H95 ISO17025 Calibration Report | A213.H950 |  |  |  |  | 1 | [13 empty] | #DIVIDE BY ZERO |  | 0 | #DIVIDE BY ZERO | #UNPARSEABLE | #BLOCKED |  | 0 | #DIVIDE BY ZERO
3-量產 |  |  |  |  | A223,PON | AT-H96 Calibration Report | A213.H950 |  |  |  |  | 1 | [13 empty] | #DIVIDE BY ZERO |  | 0 | #DIVIDE BY ZERO | #UNPARSEABLE | #BLOCKED |  | 0 | #DIVIDE BY ZERO
3-量產 |  | Y |  |  | A223,PON | HF Under 110 GHz | A213.H15 |  |  |  |  | 1 | #UNPARSEABLE | #UNPARSEABLE | #BLOCKED |  |  |  | 0 | 式 |  |  |  | #BLOCKED | #BLOCKED | #BLOCKED | 1300000 | #BLOCKED | #BLOCKED | #UNPARSEABLE | #BLOCKED | 60000 | #BLOCKED | #BLOCKED
3-量產 |  | Y |  |  | A223,PON | LF Under 0.4 GHz | A213.H11 |  |  |  |  | 1 | #UNPARSEABLE | #UNPARSEABLE | #BLOCKED |  |  |  | 0 | 式 |  |  |  | #BLOCKED | #BLOCKED | #BLOCKED | 1300000 | #BLOCKED | #BLOCKED | #UNPARSEABLE | #BLOCKED | 60000 | #BLOCKED | #BLOCKED
[5 empty] | A223,PON | AT-H11 Antenna frequency: 0.3- 6.0GHz -Antenna gain: 10dBi (Typical ) -Polarization: Single linear polarization -RF cable up to 18GHz | [5 empty] | 1 | 400 | 200 | 200 | [8 empty] | 200 | 400 | 100% |  | -200 | #DIVIDE BY ZERO | #UNPARSEABLE | #BLOCKED |  | -6.6667 | #DIVIDE BY ZERO
[5 empty] | A223,PON | AT-H11 Antenna frequency: 0.3- 6.0GHz -Antenna gain: 10dBi (Typical ) -Polarization: Single linear polarization -RF cable up to 18GHz | [5 empty] | 1 | 400 | 200 | 200 | [8 empty] | 200 | 400 | 100% |  | -200 | #DIVIDE BY ZERO | #UNPARSEABLE | #BLOCKED |  | -6.6667 | #DIVIDE BY ZERO
[5 empty] | A223,PON | AT-H11 Antenna frequency: 0.3- 6.0GHz -Antenna gain: 10dBi (Typical ) -Polarization: Single linear polarization -RF cable up to 18GHz | [5 empty] | 1 | 300 | 150 | 150 | [7 empty] | P21107建漢 | 150 | 300 | 100% |  | -150 | #DIVIDE BY ZERO | #UNPARSEABLE | #BLOCKED |  | -5 | #DIVIDE BY ZERO
[5 empty] | A223,PON | AT-H11 Antenna frequency: 0.3- 6.0GHz -Antenna gain: 10dBi (Typical ) -Polarization: Single linear polarization -RF cable up to 18GHz | [5 empty] | 1 | 300 | 150 | 150 | [8 empty] | 150 | 300 | 100% |  | -150 | #DIVIDE BY ZERO | #UNPARSEABLE | #BLOCKED |  | -5 | #DIVIDE BY ZERO
7-預計上架 |  | Y |  |  | A223,PON | AT-L Log Antenna | A213.L | 2 | 基本功能 |  |  | 1 | #UNPARSEABLE | #UNPARSEABLE | #BLOCKED |  |  |  | 0 | 式 |  |  |  | #BLOCKED | #BLOCKED | #BLOCKED | 1300000 | #BLOCKED | #BLOCKED | #UNPARSEABLE | #BLOCKED | 60000 | #BLOCKED | #BLOCKED
3-量產 |  | Y |  |  | A223,PON | AT-L1 Single Polarization Log Antenna | A213.L1 |  | 基本功能 |  |  | 1 | #UNPARSEABLE | #UNPARSEABLE | #BLOCKED |  |  |  | 0 | 式 |  |  |  | #BLOCKED | #BLOCKED | #BLOCKED | 1300000 | #BLOCKED | #BLOCKED | #UNPARSEABLE | #BLOCKED | 60000 | #BLOCKED | #BLOCKED
[5 empty] | A223,PON | AT-L11 Single Polarization Log Antenna Log Antenna -Freq. Range: 0.03-1.0GHz -Gain: -10~6.0dBi Typ. -Polarization: Linear -Fixture , Factory report | A213L-XX |  |  |  |  | 1 |  | 108 | 108 | [8 empty] | 108 |  | #DIVIDE BY ZERO |  | -108 | #DIVIDE BY ZERO | #UNPARSEABLE | #BLOCKED |  | -3.6 | #DIVIDE BY ZERO
[5 empty] | A223,PON | AT-L12 Single Polarization Log Antenna Log Antenna -Freq. Range: 0.03-1.0GHz -Gain: -10~6.0dBi Typ. -Polarization: Linear -Fixture , Factory report | A213L-XX |  |  |  |  | 1 |  | 108 | 108 | [8 empty] | 108 |  | #DIVIDE BY ZERO |  | -108 | #DIVIDE BY ZERO | #UNPARSEABLE | #BLOCKED |  | -3.6 | #DIVIDE BY ZERO
3-量產 |  | Y |  |  | A223,PON | AT-L2 Dual Polarized LPDA | A213.L2 |  | 基本功能 |  |  | 1 | [6 empty] | 0 | 式 | [5 empty] | #DIVIDE BY ZERO | 1300000 | 1300000 | 100% | #UNPARSEABLE | #BLOCKED | 60000 | 60000 | 100%
1-評估 |  |  |  |  | A223,PON | AT-L21 Dual Polarization Logarithmic Periodic Antenna -Freq. Range: 130 - 700 MHz -Gain: 4 dBi Typ. -Polarization: Linear | A213.L211 |  |  |  |  | 1 |  | 0 | [9 empty] | 0 |  | #DIVIDE BY ZERO |  | 0 | #DIVIDE BY ZERO | #UNPARSEABLE | #BLOCKED |  | 0 | #DIVIDE BY ZERO
7-預計上架 |  | Y |  |  | A223,PON | AT-V Vivaldi Antenna | A213.V | 2 | 基本功能 |  |  | 2 | #UNPARSEABLE | #UNPARSEABLE | #BLOCKED |  |  |  | 0 | 式 |  |  |  | #BLOCKED | #BLOCKED | #BLOCKED | 1300000 | #BLOCKED | #BLOCKED | #UNPARSEABLE | #BLOCKED | 60000 | #BLOCKED | #BLOCKED
[5 empty] | A223,PON | AT-V1 Single polarization Vivaldi Antenna | A213.V1 |  |  |  |  | 1 |  | 38.1 | 38.1 | [8 empty] | 38.1 |  | #DIVIDE BY ZERO |  | -38.1 | #DIVIDE BY ZERO | #UNPARSEABLE | #BLOCKED |  | -1.27 | #DIVIDE BY ZERO
3-量產 |  |  |  |  | A223,PON | AT-V2 Dual polarization Vivaldi Antenna | A213.V2 |  |  |  |  | 3 |  | 38.1 | 38.1 | [8 empty] | 38.1 |  | #DIVIDE BY ZERO |  | -38.1 | #DIVIDE BY ZERO | #UNPARSEABLE | #BLOCKED |  | -1.27 | #DIVIDE BY ZERO
1-評估 |  |  |  |  | A223,PON | AT-V21 Dual polarization Vivaldi Antenna -Antenna frequency: 0.68 - 8.0 GHz -Antenna gain: 6 dBi (Typical) -Polarization: Dual linear polarization -Polarization isolation: > 20dB -Power handling: Max. 4 Watt CW -Antenna aperture size: 210mm | A213.V211 |  |  |  |  | 1 |  | 0 | [9 empty] | 0 |  | #DIVIDE BY ZERO |  | 0 | #DIVIDE BY ZERO | #UNPARSEABLE | #BLOCKED |  | 0 | #DIVIDE BY ZERO
7-預計上架 |  | Y |  |  | A223,PON | AT-F Feed Antenna | A213.F | 2 | 基本功能 |  |  | 1 | #UNPARSEABLE | #UNPARSEABLE | #BLOCKED |  |  |  | 0 | 式 |  |  |  | #BLOCKED | #BLOCKED | #BLOCKED | 1300000 | #BLOCKED | #BLOCKED | #UNPARSEABLE | #BLOCKED | 60000 | #BLOCKED | #BLOCKED
7-預計上架 |  | Y |  |  | A223,PON | AT-R Reflector | A213.R | 2 | 基本功能 |  |  | 2 | #UNPARSEABLE | #UNPARSEABLE | #BLOCKED |  |  |  | 0 | 式 |  |  |  | #BLOCKED | #BLOCKED | #BLOCKED | 1300000 | #BLOCKED | #BLOCKED | #UNPARSEABLE | #BLOCKED | 60000 | #BLOCKED | #BLOCKED
[5 empty] | A223,PON | AT-R1 CNC reflector | A213.R1 |  |  |  |  | 1 |  | 38.1 | 38.1 | [8 empty] | 38.1 |  | #DIVIDE BY ZERO |  | -38.1 | #DIVIDE BY ZERO | #UNPARSEABLE | #BLOCKED |  | -1.27 | #DIVIDE BY ZERO
[5 empty] | A223,PON | AT-R2 Mass production reflector | A213.R2 |  |  |  |  | 1 |  | 38.1 | 38.1 | [8 empty] | 38.1 |  | #DIVIDE BY ZERO |  | -38.1 | #DIVIDE BY ZERO | #UNPARSEABLE | #BLOCKED |  | -1.27 | #DIVIDE BY ZERO
[5 empty] | A223,PON | AT-R21 less then15cm | A213.R21 | [18 empty] | #DIVIDE BY ZERO |  | 0 | #DIVIDE BY ZERO | #UNPARSEABLE | #BLOCKED |  | 0 | #DIVIDE BY ZERO
[5 empty] | A223,PON | AT-R22 less then 100cm | A213.R22 | [18 empty] | #DIVIDE BY ZERO |  | 0 | #DIVIDE BY ZERO | #UNPARSEABLE | #BLOCKED |  | 0 | #DIVIDE BY ZERO
1-評估 |  |  |  |  | A223,PON | AT-R22 CATR reflector -Reflector Size: 0.6 X 0.6m (W/H) -Reflector frequency range: 22 - 110GHz -Reflector Edge: Rolled edge -Feed antenna location: Side feed -Quiet zone size: 0.25m -Quiet zone shape: Circular cylinder -Cross polarization: ≦ -25dB -Amplitude taper: ≦ 2.8dB -Amplitude ripple(SD): ±1.2dB -Fixture for reflector: Adjustable | A213.R221 | [6 empty] | 0 | [9 empty] | 0 |  | #DIVIDE BY ZERO |  | 0 | #DIVIDE BY ZERO | #UNPARSEABLE | #BLOCKED |  | 0 | #DIVIDE BY ZERO
1-評估 |  |  |  |  | A223,PON | AT-R23 CATR reflector -Reflector Size: 1.0 X 1.0m (W/H) -Reflector frequency range: 6 - 110GHz -Reflector Edge: Rolled edge -Feed antenna location: Side feed -Quiet zone size: 0.4m -Quiet zone shape: Circular cylinder -Cross polarization: ≦ -25dB -Amplitude taper: ≦ 1.5dB -Amplitude ripple(SD): ±0.75dB -Fixture for reflector: Adjustable | A213.R222 | [6 empty] | 0 | 0 | [8 empty] | 0 |  | #DIVIDE BY ZERO |  | 0 | #DIVIDE BY ZERO | #UNPARSEABLE | #BLOCKED |  | 0 | #DIVIDE BY ZERO
3-量產 |  |  |  |  | A223,PON | AT-R22 Mass production reflector | A213.R221 | [5 empty] | 200 | 60 | [9 empty] | 60 | 200 | 100% |  | -60 | #DIVIDE BY ZERO | #UNPARSEABLE | #BLOCKED |  | -2 | #DIVIDE BY ZERO
[5 empty] | A223,PON | AT-R23 less then 300cm | A213.R23 | [18 empty] | #DIVIDE BY ZERO |  | 0 | #DIVIDE BY ZERO | #UNPARSEABLE | #BLOCKED |  | 0 | #DIVIDE BY ZERO
1-評估 |  |  |  |  | A223,PON | AT-R23 CATR reflector -Reflector Size: 2.1 X 2.1m (W/H) -Reflector frequency range: 2 - 110GHz -Reflector Edge: Rolled edge -Feed antenna location: Side feed -Quiet zone size: 0.9m -Quiet zone shape: Circular cylinder -Cross polarization: ≦ -25dB -Amplitude taper: ≦ 1.5 dB @ 3 GHz；≦ 1 dB @ 28 GHz -Amplitude ripple(SD): ± 0.7 dB@ 3 GHz；± 0.5 dB@ 28 GHz -Phase Taper：≦ 10° @ 28 GHz -Phase Ripple：± 5°@ 28 GHz -Fixture for reflector: Adjustable | A213.R231 | [6 empty] | 0 | [9 empty] | 0 |  | #DIVIDE BY ZERO |  | 0 | #DIVIDE BY ZERO | #UNPARSEABLE | #BLOCKED |  | 0 | #DIVIDE BY ZERO
[5 empty] | A223,PON | AT-R29 301cm and above | A213.R29 | [18 empty] | #DIVIDE BY ZERO |  | 0 | #DIVIDE BY ZERO | #UNPARSEABLE | #BLOCKED |  | 0 | #DIVIDE BY ZERO
3-量產 |  |  |  |  | A223,PON | AT-R29 Mass production reflector | A213.R291 | [5 empty] | 3000 | 1200 | [9 empty] | 1200 | 3000 | 100% |  | -1200 | #DIVIDE BY ZERO | #UNPARSEABLE | #BLOCKED |  | -40 | #DIVIDE BY ZERO
0-未開 |  | Y |  |  | A223,PON | AT-B Planar Antenna | A213.B | 2 | 基本功能 |  |  | 1 | #UNPARSEABLE | #UNPARSEABLE | #BLOCKED |  |  |  | 0 | 式 |  |  |  | #BLOCKED | #BLOCKED | #BLOCKED | 1300000 | #BLOCKED | #BLOCKED | #UNPARSEABLE | #BLOCKED | 60000 | #BLOCKED | #BLOCKED
3-量產 |  | Y |  |  | A223,PON | AT-B Patch Antenna | A213.B1 |  | 基本功能 |  |  | 1 | #UNPARSEABLE | #UNPARSEABLE | #BLOCKED |  |  |  | 0 | 式 |  |  |  | #BLOCKED | #BLOCKED | #BLOCKED | 1300000 | #BLOCKED | #BLOCKED | #UNPARSEABLE | #BLOCKED | 60000 | #BLOCKED | #BLOCKED
[5 empty] | A223,PON | AT-B Patch Antenna | A213.B11 | [18 empty] | #DIVIDE BY ZERO |  | 0 | #DIVIDE BY ZERO | #UNPARSEABLE | #BLOCKED |  | 0 | #DIVIDE BY ZERO
[5 empty] | A223,PON | 5.9GHz C-V2XPTFE Patch Antennaon -Frequency ：5850~5925MHz -Peak Gain：4.2dBi -Connector：IPEX MHFI -Dimenson：PCB board 30*30mm with RF cable >60mm | A213.B11 B129-M-25A07 |  |  |  |  | 1 | 400 | 200 | 200 | [8 empty] | 200 | 400 | 100% |  | -200 | #DIVIDE BY ZERO | #UNPARSEABLE | #BLOCKED |  | -6.6667 | #DIVIDE BY ZERO
3-量產 |  | Y |  |  | A223,PON | AT-B Printed Planar Antenna | A213.B2 |  | 基本功能 |  |  | 1 | #UNPARSEABLE | #UNPARSEABLE | #BLOCKED |  |  |  | 0 | 式 |  |  |  | #BLOCKED | #BLOCKED | #BLOCKED | 1300000 | #BLOCKED | #BLOCKED | #UNPARSEABLE | #BLOCKED | 60000 | #BLOCKED | #BLOCKED
[5 empty] | A223,PON | AT-B Printed Monopole Antenna | A213.B21 | [18 empty] | #DIVIDE BY ZERO |  | 0 | #DIVIDE BY ZERO | #UNPARSEABLE | #BLOCKED |  | 0 | #DIVIDE BY ZERO
[5 empty] | A223,PON | 十大Golden 1 | A213.B211 | [18 empty] | #DIVIDE BY ZERO |  | 0 | #DIVIDE BY ZERO | #UNPARSEABLE | #BLOCKED |  | 0 | #DIVIDE BY ZERO
[5 empty] | A223,PON | 十大Golden 2 | A213.B212 | [18 empty] | #DIVIDE BY ZERO |  | 0 | #DIVIDE BY ZERO | #UNPARSEABLE | #BLOCKED |  | 0 | #DIVIDE BY ZERO
7-預計上架 |  | Y |  |  | A223,PON | AT-C Coupling Antenna | A213.C | 2 | 基本功能 |  |  | 1 | #UNPARSEABLE | #UNPARSEABLE | #BLOCKED |  |  |  | 0 | 式 |  |  |  | #BLOCKED | #BLOCKED | #BLOCKED | 1300000 | #BLOCKED | #BLOCKED | #UNPARSEABLE | #BLOCKED | 60000 | #BLOCKED | #BLOCKED
[5 empty] | A223,PON | AT-C2 Linear polarization and single band antenna | A213.C2 | [18 empty] | #DIVIDE BY ZERO |  | 0 | #DIVIDE BY ZERO | #UNPARSEABLE | #BLOCKED |  | 0 | #DIVIDE BY ZERO
[5 empty] | A223,PON | AT-C204-433MHz. antenna -Frequency ：400~450MHz -Peak Gain：2 dBi -Dimension：30x30cm(TBD) -Connector：SMA -RF cable included | A213.C204 |  |  |  |  | 1 | 400 | 200 | 200 | [8 empty] | 200 | 400 | 100% |  | -200 | #DIVIDE BY ZERO | #UNPARSEABLE | #BLOCKED |  | -6.6667 | #DIVIDE BY ZERO
[5 empty] | A223,PON | AT-C224-2.4GHz. antenna -Frequency ：2.3~2.5GHz -Peak Gain：2 dBi -Dimension：10x10cm(TBD) -Connector：SMA -RF cable included | A213.C224 |  |  |  |  | 1 | 400 | 200 | 200 | [8 empty] | 200 | 400 | 100% |  | -200 | #DIVIDE BY ZERO | #UNPARSEABLE | #BLOCKED |  | -6.6667 | #DIVIDE BY ZERO
7-預計上架 | 1 | 1 |  |  | A2 | A226 WG- Waveguide | A226.PON | 1 | 導波管 |  | 0 | 1 | 500 | 300 | 400 |  |  | 0 | 0 | #DIVIDE BY ZERO | 0% | 0% | 1/30前完成資料
3-量產 |  | Y |  |  | A226.PON | WG-T Waveguide tube | A216.T |  | 基本功能 |  |  | 1 | #UNPARSEABLE | #UNPARSEABLE | #BLOCKED |  |  |  | 0 | 式 |  |  |  | #BLOCKED | #BLOCKED | #BLOCKED | 1300000 | #BLOCKED | #BLOCKED | #UNPARSEABLE | #BLOCKED | 60000 | #BLOCKED | #BLOCKED
3-量產 |  |  |  |  | A215.A | WG-T1 Straight Waveguide | A216.T1 |  | 硬體成本10% | [28 empty] | #DIVIDE BY ZERO | #DIVIDE BY ZERO
3-量產 |  |  |  |  | A211.R | WR-28 | A216.T11 | [30 empty] | #DIVIDE BY ZERO | #DIVIDE BY ZERO
1-評估 |  |  |  |  | A223,PON | FM-C53 Waveguide tube -Frequency: 26.5 - 40GHz -Features: Straight Waveguide -Length: 50cm -Connector: WR-28 - WR-28 | A216.T111 | [15 empty] | 4條串接成200cm (Panel to Feed H/V) |  |  | #DIVIDE BY ZERO |  | 0 | #DIVIDE BY ZERO | #UNPARSEABLE | #BLOCKED |  | 0 | #DIVIDE BY ZERO
[5 empty] | A223,PON | Straight Waveguide WR28-WR28-50cm 28WAL500Cu | B124-A-28WAL500Cu |  |  |  |  | 1 |  | 5.5 | [8 empty] | 50cm和10cm,H-Plane Radius Bend及Twist 串接從Panel到轉桌前,單 Channel 數量需確認 | 5.5 |  | #DIVIDE BY ZERO |  | -5.5 | #DIVIDE BY ZERO | #UNPARSEABLE | #BLOCKED |  | -0.18333 | #DIVIDE BY ZERO
1-評估 |  |  |  |  | A223,PON | FM-C53 Waveguide tube -Frequency: 26.5 - 40GHz -Features: Straight Waveguide -Length: 10cm -Connector: WR-28 - WR-28 | A216.T112 | [15 empty] | 4條串接成200cm (Panel to Feed H/V) |  |  | #DIVIDE BY ZERO |  | 0 | #DIVIDE BY ZERO | #UNPARSEABLE | #BLOCKED |  | 0 | #DIVIDE BY ZERO
[5 empty] | A223,PON | Straight Waveguide WR28-WR28-10cm 28WAL100Cu | B124-A-28WAL100Cu |  |  |  |  | 1 |  | 2.82 | [8 empty] | 50cm和10cm,H-Plane Radius Bend及Twist 串接從Panel到轉桌前,單 Channel 數量需確認 | 2.82 |  | #DIVIDE BY ZERO |  | -2.82 | #DIVIDE BY ZERO | #UNPARSEABLE | #BLOCKED |  | -0.094 | #DIVIDE BY ZERO
3-量產 |  |  |  |  | A215.A | WG-T2 Bend Waveguide | A216.T2 |  | 硬體成本10% | [28 empty] | #DIVIDE BY ZERO | #DIVIDE BY ZERO
3-量產 |  |  |  |  | A211.R | WR-28 | A216.T21 | [30 empty] | #DIVIDE BY ZERO | #DIVIDE BY ZERO
1-評估 |  |  |  |  | A223,PON | FM-C54 Bend Waveguide tube -Frequency: 26.5 - 40GHz -Features: 90degree H-plane radius bend waveguide -Length: R = 3cm -Connector: WR-28 - WR-28 | A216.T211 | [15 empty] | 4條串接成200cm (Panel to Feed H/V) |  |  | #DIVIDE BY ZERO |  | 0 | #DIVIDE BY ZERO | #UNPARSEABLE | #BLOCKED |  | 0 | #DIVIDE BY ZERO
[5 empty] | A223,PON | 90deg. H-Plane Bend Waveguide WR28-WR28-3cm 28WHB303015Cu | B124-A-28WHB303015Cu |  |  |  |  | 1 |  | 3.75 | [8 empty] | 50cm和10cm,H-Plane Radius Bend及Twist 串接從Panel到轉桌前,單 Channel 數量需確認 | 3.75 |  | #DIVIDE BY ZERO |  | -3.75 | #DIVIDE BY ZERO | #UNPARSEABLE | #BLOCKED |  | -0.125 | #DIVIDE BY ZERO
3-量產 |  |  |  |  | A215.A | WG-T3 Twist Waveguide | A216.T3 |  | 硬體成本10% | [28 empty] | #DIVIDE BY ZERO | #DIVIDE BY ZERO
3-量產 |  |  |  |  | A211.R | WR-28 | A216.T31 | [30 empty] | #DIVIDE BY ZERO | #DIVIDE BY ZERO
1-評估 |  |  |  |  | A223,PON | FM-C55 Twist Waveguide tube -Frequency: 26.5 - 40GHz -Features: 90degree twist waveguide -Length:5.5cm -Connector: WR-28 - WR-28 | A216.T311 | [15 empty] | 4條串接成200cm (Panel to Feed H/V) |  |  | #DIVIDE BY ZERO |  | 0 | #DIVIDE BY ZERO | #UNPARSEABLE | #BLOCKED |  | 0 | #DIVIDE BY ZERO
[5 empty] | A223,PON | Twist Waveguide WR28-WR28-10cm 28WTA55Cu | B124-A-28WTA55Cu |  |  |  |  | 1 |  | 4.7 | [8 empty] | 50cm和10cm,H-Plane Radius Bend及Twist 串接從Panel到轉桌前,單 Channel 數量需確認 | 4.7 |  | #DIVIDE BY ZERO |  | -4.7 | #DIVIDE BY ZERO | #UNPARSEABLE | #BLOCKED |  | -0.15667 | #DIVIDE BY ZERO
|  | Y |  |  | A226.PON | Adaptor/波導窗 | A216A |  | 基本功能 |  |  | 1 | #UNPARSEABLE | #UNPARSEABLE | #BLOCKED |  |  |  | 0 | 式 |  |  |  | #BLOCKED | #BLOCKED | #BLOCKED | 1300000 | #BLOCKED | #BLOCKED | #UNPARSEABLE | #BLOCKED | 60000 | #BLOCKED | #BLOCKED
|  | Y |  |  | A226.PON | Standard | A216S |  | 基本功能 |  |  | 1 | #UNPARSEABLE | #UNPARSEABLE | #BLOCKED |  |  |  | 0 | 式 |  |  |  | #BLOCKED | #BLOCKED | #BLOCKED | 1300000 | #BLOCKED | #BLOCKED | #UNPARSEABLE | #BLOCKED | 60000 | #BLOCKED | #BLOCKED
|  | Y |  |  | A226.PON | Filter/濾波器、分配器、耦合器 | A216F |  | 基本功能 |  |  | 1 | #UNPARSEABLE | #UNPARSEABLE | #BLOCKED |  |  |  | 0 | 式 |  |  |  | #BLOCKED | #BLOCKED | #BLOCKED | 1300000 | #BLOCKED | #BLOCKED | #UNPARSEABLE | #BLOCKED | 60000 | #BLOCKED | #BLOCKED
|  | Y |  |  | A226.PON | WG-R Rotary joint | A216R |  | 基本功能 |  |  | 1 | #UNPARSEABLE | #UNPARSEABLE | #BLOCKED |  |  |  | 0 | 式 |  |  |  | #BLOCKED | #BLOCKED | #BLOCKED | 1300000 | #BLOCKED | #BLOCKED | #UNPARSEABLE | #BLOCKED | 60000 | #BLOCKED | #BLOCKED
[5 empty] | A226.PON | Rotary joint | [19 empty] | #DIVIDE BY ZERO |  | 0 | #DIVIDE BY ZERO | #UNPARSEABLE | #BLOCKED |  | 0 | #DIVIDE BY ZERO
[5 empty] | A226.PON | Rotary joint -Frequency: DC - 18 GHz | [19 empty] | #DIVIDE BY ZERO |  | 0 | #DIVIDE BY ZERO | #UNPARSEABLE | #BLOCKED |  | 0 | #DIVIDE BY ZERO
|  | Y |  |  | A226.PON | Flexible | A216X |  | 基本功能 |  |  | 1 | #UNPARSEABLE | #UNPARSEABLE | #BLOCKED |  |  |  | 0 | 式 |  |  |  | #BLOCKED | #BLOCKED | #BLOCKED | 1300000 | #BLOCKED | #BLOCKED | #UNPARSEABLE | #BLOCKED | 60000 | #BLOCKED | #BLOCKED
|  | Y |  |  | A226.PON | OMT | A216M |  | 基本功能 |  |  | 1 | #UNPARSEABLE | #UNPARSEABLE | #BLOCKED |  |  |  | 0 | 式 |  |  |  | #BLOCKED | #BLOCKED | #BLOCKED | 1300000 | #BLOCKED | #BLOCKED | #UNPARSEABLE | #BLOCKED | 60000 | #BLOCKED | #BLOCKED
1-評估 |  |  |  |  | A223,PON | FM-C51 Flexible Twist Waveguide -Frequency: 26.5 - 40GHz -Features: Flexible and twistable -Length: 50cm -Connector: WR-28 - WR-28 | [16 empty] | 4條串接成200cm (Panel to Feed H/V) |  |  | #DIVIDE BY ZERO |  | 0 | #DIVIDE BY ZERO | #UNPARSEABLE | #BLOCKED |  | 0 | #DIVIDE BY ZERO
[5 empty] | A223,PON | Flexible Twist Waveguide WR28-WR28-50cm 28WFT-500 | B124-A-28WFT500 |  |  |  |  | 1 |  | 15 | [9 empty] | 15 |  | #DIVIDE BY ZERO |  | -15 | #DIVIDE BY ZERO | #UNPARSEABLE | #BLOCKED |  | -0.5 | #DIVIDE BY ZERO
1-評估 |  |  |  |  | A223,PON | FM-C52 Waveguide adaptor -Frequency: 26.5 - 40GHz -Features: Waveguide to Coaxial -Insertion Loss: 0.5dB Max -Connector: WR-28 - 2.92mm(F) | [16 empty] | 4條串接成200cm (Panel to Feed H/V) |  |  | #DIVIDE BY ZERO |  | 0 | #DIVIDE BY ZERO | #UNPARSEABLE | #BLOCKED |  | 0 | #DIVIDE BY ZERO
[5 empty] | A223,PON | Waveguide to Coaxial Adaptor WR-28 - 2.92mm(F) 28WECAKCu | B124-A-28WECAKCu |  |  |  |  | 1 |  | 9.88 | [8 empty] | Panel上 H/V/Passive, Panel到轉桌前轉成Coaxial,單 Channel | 9.88 |  | #DIVIDE BY ZERO |  | -9.88 | #DIVIDE BY ZERO | #UNPARSEABLE | #BLOCKED |  | -0.32933 | #DIVIDE BY ZERO
7-預計上架 | 1 | 1 |  |  | A2 | A23-Active Hardware | A21 | 1 | 吸波材料 |  | 1000 | 1 | 5 | 3 | 4 |  |  | 4000 | 1000 | 25% | 14.41% | 21.05% | 1/30前完成資料 Q20344-Solid-USA
7-預計上架 | 1 | 1 |  |  | A2 | A238 AC-Active component | A217.PON | 1 | 自動化 |  | 0 | 1 | 500 | 300 | 400 |  |  | 0 | 0 | #DIVIDE BY ZERO | 0% | 0% | 1/30前完成資料
0-未開 |  | Y |  |  | A217.PON | PC-S SIM Card | A215.S | 2 | 基本功能 |  |  | 1 | #UNPARSEABLE | #UNPARSEABLE | #BLOCKED |  |  |  | 0 | 式 |  |  |  | #BLOCKED | #BLOCKED | #BLOCKED | 1300000 | #BLOCKED | #BLOCKED | #UNPARSEABLE | #BLOCKED | 60000 | #BLOCKED | #BLOCKED
|  | Y |  |  | #UNPARSEABLE | PC-S1 Testing SIM Card | A215.S1 | 3 |  |  |  | 1 | #UNPARSEABLE | #UNPARSEABLE | #BLOCKED |  |  |  | 0 | 式 |  |  | Q20108 Vietnam Viettel | #BLOCKED | #BLOCKED | #BLOCKED | 1300000 | #BLOCKED | #BLOCKED | #UNPARSEABLE | #BLOCKED | 60000 | #BLOCKED | #BLOCKED
3-量產 |  |  |  |  | A211.R | PC-S11 Micro testing SIM Card | A215.S11 | 3 | [14 empty] | Inside height dimension: 1: 1.8 - 2.8m | [14 empty] | #DIVIDE BY ZERO | #DIVIDE BY ZERO
5-報價 | [5 empty] | PC-S11 Micro testing SIM Card - | A215.S111 | 3 | 坦聯 |  |  |  | 200 | 100 | [23 empty] | #DIVIDE BY ZERO | #DIVIDE BY ZERO
5-報價 | [5 empty] | PC-S11 Nano testing SIM Card - | A215.S112 | 3 | 坦聯 |  |  |  | 200 | 100 | [23 empty] | #DIVIDE BY ZERO | #DIVIDE BY ZERO
7-預計上架 | 1 | 1 |  |  | A2 | A231 FM-Front-end Module | A214.PON | 1 | 濾波器模組 |  | 0 | 1 | 500 | 300 | 400 |  |  | 0 | 0 | #DIVIDE BY ZERO | 0% | 0% | 1/30前完成資料
0-未開 |  | Y |  |  | #UNPARSEABLE | FM-M Main system | A214.M |  | 基本功能 |  |  | 1 | #UNPARSEABLE | #UNPARSEABLE | #BLOCKED |  |  |  | 0 | 式 |  |  |  | #BLOCKED | #BLOCKED | #BLOCKED | 1300000 | #BLOCKED | #BLOCKED | #UNPARSEABLE | #BLOCKED | 60000 | #BLOCKED | #BLOCKED
|  | Y |  |  | #UNPARSEABLE | FM-M1 OTA Mainsystem | A214.M1 |  | 基本功能 |  |  | 1 | #UNPARSEABLE | #UNPARSEABLE | #BLOCKED |  |  |  | 0 | 式 |  |  |  | #BLOCKED | #BLOCKED | #BLOCKED | 1300000 | #BLOCKED | #BLOCKED | #UNPARSEABLE | #BLOCKED | 60000 | #BLOCKED | #BLOCKED
|  | 0 | A1 |  | A421.A1 | FM-M1 OTA Main system -Frequency: 30M - 18GHz -Switching path :5 -LNA Included -AUX x2 -Filters included | A214M101 |  |  | B | [15 empty] | #DIVIDE BY ZERO |  | 0 | #DIVIDE BY ZERO | #UNPARSEABLE | #BLOCKED |  | 0 | #DIVIDE BY ZERO | 0 | 0 | 0 | #DIVIDE BY ZERO | #DIVIDE BY ZERO
|  | Y |  |  | #UNPARSEABLE | FM-M2 EMC Mainsystem | A214.M2 |  | 基本功能 |  |  | 1 | #UNPARSEABLE | #UNPARSEABLE | #BLOCKED |  |  |  | 0 | 式 |  |  |  | #BLOCKED | #BLOCKED | #BLOCKED | 1300000 | #BLOCKED | #BLOCKED | #UNPARSEABLE | #BLOCKED | 60000 | #BLOCKED | #BLOCKED
5-報價 |  | 0 | A1 |  | A421.A1 | FM-M22 EMC Main system -Frequency: 30M - 18GHz -RSE Function -LNA Included -2.4/5GHz filters included -RF Cables: up to 18GHz -Control: RJ45 | A214M201 | [18 empty] | #DIVIDE BY ZERO |  | 0 | #DIVIDE BY ZERO | #UNPARSEABLE | #BLOCKED |  | 0 | #DIVIDE BY ZERO | 0 | 0 | 0 | #DIVIDE BY ZERO | #DIVIDE BY ZERO
0-未開 | 1 | 1 |  |  | A2 | SB-Switching box | A218 |  | 模組 |  |  | 1 |  |  | 100000 |  |  |  | 0 | 式
|  | Y |  |  | A218 | OTA Solution type | A218.A |  | 基本功能 |  |  | 1 | #UNPARSEABLE | #UNPARSEABLE | #BLOCKED |  |  |  | 0 | 式 |  |  |  | #BLOCKED | #BLOCKED | #BLOCKED | 1300000 | #BLOCKED | #BLOCKED | #UNPARSEABLE | #BLOCKED | 60000 | #BLOCKED | #BLOCKED
|  | Y |  |  | A218 | EMC solution type | A218.E |  | 基本功能 |  |  | 1 | #UNPARSEABLE | #UNPARSEABLE | #BLOCKED |  |  |  | 0 | 式 |  |  |  | #BLOCKED | #BLOCKED | #BLOCKED | 1300000 | #BLOCKED | #BLOCKED | #UNPARSEABLE | #BLOCKED | 60000 | #BLOCKED | #BLOCKED
|  | Y |  |  | A218 | Throughput solution type | A218.T |  | 基本功能 |  |  | 1 | #UNPARSEABLE | #UNPARSEABLE | #BLOCKED |  |  |  | 0 | 式 |  |  |  | #BLOCKED | #BLOCKED | #BLOCKED | 1300000 | #BLOCKED | #BLOCKED | #UNPARSEABLE | #BLOCKED | 60000 | #BLOCKED | #BLOCKED
|  | Y |  |  | A218 | Regulatory solution type | A218.R |  | 基本功能 |  |  | 1 | #UNPARSEABLE | #UNPARSEABLE | #BLOCKED |  |  |  | 0 | 式 |  |  |  | #BLOCKED | #BLOCKED | #BLOCKED | 1300000 | #BLOCKED | #BLOCKED | #UNPARSEABLE | #BLOCKED | 60000 | #BLOCKED | #BLOCKED
7-預計上架 |  | Y |  |  | #UNPARSEABLE | FM-A Attenuation | A214.A | 2 | 基本功能 |  |  | 1 | #UNPARSEABLE | #UNPARSEABLE | #BLOCKED |  |  |  | 0 | 式 |  |  |  | #BLOCKED | #BLOCKED | #BLOCKED | 1300000 | #BLOCKED | #BLOCKED | #UNPARSEABLE | #BLOCKED | 60000 | #BLOCKED | #BLOCKED
7-預計上架 |  |  |  |  | A212.X | FM-A1 Programming Attenuation System | A214.A1 |  | 硬體成本10% | [28 empty] | #DIVIDE BY ZERO | #DIVIDE BY ZERO
1-評估 |  |  |  |  | A212.X | FM-A11 Programming Attenuation System -Brand: Atenlab -Frequency: DC - 18.0 GHz -Channel: 4 -Attenuation range: 121 dB -Attenuation step: 1 dB -Insertion loss: 2.5 dB@6GHz -Support 4 channels -Connector: SMA | A214.A111 | [6 empty] | 0 | [23 empty] | #DIVIDE BY ZERO | #DIVIDE BY ZERO
1-評估 |  |  |  |  | A212.X | FM-A11 Programming Attenuation System -Brand: Atenlab -Frequency: DC - 18.0 GHz -Channel: 8 -Attenuation range: 121 dB -Attenuation step: 1 dB -Insertion loss: 2.5 dB@6GHz -Support 8 channels -Connector: SMA | A214.A112 | [6 empty] | 0 | [23 empty] | #DIVIDE BY ZERO | #DIVIDE BY ZERO
5-報價 |  |  |  |  | A212.X | FM-A14 Programming Attenuation System (10Gbps) -Frequency : 2.0 GHz-8.0GHz -Ethernet Control -Channel : 4 -Attenuating : 0-121dB -Attenuate Step size : 1dB -Connector type : SMA -RF Cables: up to 18GHz | A214.A141 | [30 empty] | #DIVIDE BY ZERO | #DIVIDE BY ZERO
3-量產 | [5 empty] | FM-A14 Programming Attenuation System -Model : EPA-804B -Frequency : 100MHz-8GHz -GPIB or RS232 or Manual Control (TBD) -Channel : 4 -Attenuating : 0~101 dB -Step size : 1dB
7-預計上架 |  | Y |  |  | #UNPARSEABLE | FM-S Switching System | A214.S | 2 | 基本功能 |  |  | 1 | #UNPARSEABLE | #UNPARSEABLE | #BLOCKED |  |  |  | 0 | 式 |  |  |  | #BLOCKED | #BLOCKED | #BLOCKED | 1300000 | #BLOCKED | #BLOCKED | #UNPARSEABLE | #BLOCKED | 60000 | #BLOCKED | #BLOCKED
3-量產 |  |  |  |  | A212.X | FM-S1 OTA Measurement System(Old) | A214.S1 |  | 硬體成本10% | [28 empty] | #DIVIDE BY ZERO | #DIVIDE BY ZERO
3-量產 |  |  |  |  | A212.X | FM-S11 OTA Measurement System | A214.S11 |  | 硬體成本10% | [28 empty] | #DIVIDE BY ZERO | #DIVIDE BY ZERO
1-評估 |  |  |  |  | A212.X | FM-S11 Measurement Switching System (Passive 6 GHz) -Passive for 2 port VNA -Frequency: 0.5 - 18GHz -RF Cables: up to 18GHz -Rotary Joint included | A214.S111 |  | 硬體成本10% | [13 empty] | M3 | [14 empty] | #DIVIDE BY ZERO | #DIVIDE BY ZERO
1-評估 |  |  |  |  | A212.X | FM-S11-E Measurement Switching System with DRE (Passive 8 GHz) -Passive for 2 port VNA -Frequency: 0.5 - 18GHz -RF Cables: up to 18GHz -Rotary Joint included -DRE-Dynamic range extender for Passive | A214.S112 |  | 硬體成本10% |  |  |  |  | 0 | [8 empty] | M3 | [14 empty] | #DIVIDE BY ZERO | #DIVIDE BY ZERO
1-評估 |  |  |  |  | A212.X | FM-S11 Measurement Switching System (Passive 6 GHz)/ (Cellular) -Passive for 2 port VNA -Active for Cellular TRP / TIS -Frequency: 0.5 - 18GHz -RF Cables: up to 18GHz -Rotary Joint included | A214.S113 |  | 硬體成本10% | [13 empty] | M3 | [14 empty] | #DIVIDE BY ZERO | #DIVIDE BY ZERO
1-評估 |  |  |  |  | A212.X | FM-S11-E Measurement Switching System (Passive 8 GHz)/ (Cellular) -Passive for 2 port VNA -Active for Cellular TRP / TIS -Frequency: 0.5 - 18GHz -RF Cables: up to 18GHz -Rotary Joint included -DRE-Dynamic range extender for Passive | A214.S114 |  | 硬體成本10% |  |  |  |  | 0 | [8 empty] | M3 | [14 empty] | #DIVIDE BY ZERO | #DIVIDE BY ZERO
1-評估 |  |  |  |  | A212.X | FM-S11 Measurement Switching System (Passive 6 GHz)/ (Cellular)/ (BT/Wi-Fi) -Passive for 2 port VNA -Active for Cellular TRP / TIS -Active for Bluetooth / Wi-Fi -Frequency: 0.5 - 18GHz -RF Cables: up to 18GHz -Rotary Joint included -DRE-Dynamic range extender for Bluetooth / Wi-Fi | A214.S115 |  | 硬體成本10% | [13 empty] | M3 | [14 empty] | #DIVIDE BY ZERO | #DIVIDE BY ZERO
1-評估 |  |  |  |  | A212.X | FM-S11-E Measurement Switching System (Passive 8 GHz)/ (Cellular)/ (BT/Wi-Fi) -Passive for 2 port VNA -Active for Cellular TRP / TIS -Active for Bluetooth / Wi-Fi -Frequency: 0.5 - 18GHz -RF Cables: up to 18GHz -Rotary Joint included -DRE-Dynamic range extender for Passive -DRE-Dynamic range extender for Bluetooth / Wi-Fi | A214.S116 |  | 硬體成本10% |  |  |  |  | 0 | [8 empty] | M3 | [14 empty] | #DIVIDE BY ZERO | #DIVIDE BY ZERO
1-評估 |  |  |  |  | A212.X | FM-S11 Measurement Switching System (Passive 6 GHz)/ (Cellular)/ (BT/Wi-Fi)/ (5GNR FR1) -Passive for 2 port VNA -Active for Cellular TRP / TIS -Active for Bluetooth / Wi-Fi -Frequency: 0.5 - 18GHz -RF Cables: up to 18GHz -Rotary Joint included -DRE-Dynamic range extender for Bluetooth / Wi-Fi -DRE-Dynamic range extender for 5GNR FR1 | A214.S117 |  | 硬體成本10% | [13 empty] | M3 | [14 empty] | #DIVIDE BY ZERO | #DIVIDE BY ZERO
1-評估 |  |  |  |  | A212.X | FM-S11-E Measurement Switching System (Passive 8 GHz)/ (Cellular)/ (BT/Wi-Fi)/ (5GNR FR1) -Passive for 2 port VNA -Active for Cellular TRP / TIS -Active for Bluetooth / Wi-Fi -Frequency: 0.5 - 18GHz -RF Cables: up to 18GHz -Rotary Joint included -DRE-Dynamic range extender for Passive -DRE-Dynamic range extender for Bluetooth / Wi-Fi -DRE-Dynamic range extender for 5GNR FR1 | A214.S118 |  | 硬體成本10% |  |  |  |  | 0 | [8 empty] | M3 | [14 empty] | #DIVIDE BY ZERO | #DIVIDE BY ZERO
3-量產 |  |  |  |  | A212.X | FM-S13 OTA Measurement System (A-Class) | A214.S13 |  | 硬體成本10% | [28 empty] | #DIVIDE BY ZERO | #DIVIDE BY ZERO
1-評估 |  |  |  |  | A212.X | FM-S13 Measurement Switching System (Passive 6 GHz) -Passive for 2 port VNA -Frequency: 0.5 - 18GHz -RF Cables: up to 18GHz -Rotary Joint included | A214.S131 |  | 硬體成本10% | [13 empty] | M3 | [14 empty] | #DIVIDE BY ZERO | #DIVIDE BY ZERO
1-評估 |  |  |  |  | A212.X | FM-S13-E Measurement Switching System with DRE (A6/ A8)(Passive 8 GHz) -Passive for 2 port VNA -Frequency: 0.5 - 18GHz -RF Cables: up to 18GHz -Rotary Joint included -DRE-Dynamic range extender for Passive | A214.S132 |  | 硬體成本10% |  |  |  |  | 0 | [8 empty] | M3 | [14 empty] | #DIVIDE BY ZERO | #DIVIDE BY ZERO
1-評估 |  |  |  |  | A212.X | FM-S13 Measurement Switching System (A6/ A8)(Passive 6 GHz)/ (Cellular) -Passive for 2 port VNA -Active for Cellular TRP / TIS -Frequency: 0.5 - 18GHz -RF Cables: up to 18GHz -Rotary Joint included | A214.S133 |  | 硬體成本10% | [13 empty] | M3 | [14 empty] | #DIVIDE BY ZERO | #DIVIDE BY ZERO
1-評估 |  |  |  |  | A212.X | FM-S13-E Measurement Switching System (A6/ A8)(Passive 8 GHz)/ (Cellular) -Passive for 2 port VNA -Active for Cellular TRP / TIS -Frequency: 0.5 - 18GHz -RF Cables: up to 18GHz -Rotary Joint included -DRE-Dynamic range extender for Passive | A214.S134 |  | 硬體成本10% |  |  |  |  | 0 | [8 empty] | M3 | [14 empty] | #DIVIDE BY ZERO | #DIVIDE BY ZERO
1-評估 |  |  |  |  | A212.X | FM-S13 Measurement Switching System (A6/ A8)(Passive 6 GHz)/ (Cellular)/ (BT/Wi-Fi) -Passive for 2 port VNA -Active for Cellular TRP / TIS -Active for Bluetooth / Wi-Fi -Frequency: 0.5 - 18GHz -RF Cables: up to 18GHz -Rotary Joint included -DRE-Dynamic range extender for Bluetooth / Wi-Fi | A214.S135 |  | 硬體成本10% | [13 empty] | M3 | [14 empty] | #DIVIDE BY ZERO | #DIVIDE BY ZERO
1-評估 |  |  |  |  | A212.X | FM-S13-E Measurement Switching System (A6/ A8)(Passive 8 GHz)/ (Cellular)/ (BT/Wi-Fi) -Passive for 2 port VNA -Active for Cellular TRP / TIS -Active for Bluetooth / Wi-Fi -Frequency: 0.5 - 18GHz -RF Cables: up to 18GHz -Rotary Joint included -DRE-Dynamic range extender for Passive -DRE-Dynamic range extender for Bluetooth / Wi-Fi | A214.S136 |  | 硬體成本10% |  |  |  |  | 0 | [8 empty] | M3 | [14 empty] | #DIVIDE BY ZERO | #DIVIDE BY ZERO
1-評估 |  |  |  |  | A212.X | FM-S13 Measurement Switching System (A6/ A8)(Passive 6 GHz)/ (Cellular)/ (BT/Wi-Fi)/ (5GNR FR1) -Passive for 2 port VNA -Active for Cellular TRP / TIS -Active for Bluetooth / Wi-Fi -Frequency: 0.5 - 18GHz -RF Cables: up to 18GHz -Rotary Joint included -DRE-Dynamic range extender for Bluetooth / Wi-Fi -DRE-Dynamic range extender for 5GNR FR1 | A214.S137 |  | 硬體成本10% | [13 empty] | M3 | [14 empty] | #DIVIDE BY ZERO | #DIVIDE BY ZERO
1-評估 |  |  |  |  | A212.X | FM-S13-E Measurement Switching System (A6/ A8)(Passive 8 GHz)/ (Cellular)/ (BT/Wi-Fi)/ (5GNR FR1) -Passive for 2 port VNA -Active for Cellular TRP / TIS -Active for Bluetooth / Wi-Fi -Frequency: 0.5 - 18GHz -RF Cables: up to 18GHz -Rotary Joint included -DRE-Dynamic range extender for Passive -DRE-Dynamic range extender for Bluetooth / Wi-Fi -DRE-Dynamic range extender for 5GNR FR1 | A214.S138 |  | 硬體成本10% |  |  |  |  | 0 | [8 empty] | M3 | [14 empty] | #DIVIDE BY ZERO | #DIVIDE BY ZERO
1-評估 |  |  |  |  | A212.X | FM-S13-E Measurement Switching System with DRE (A3)(Passive 8 GHz) -Passive for 2 port VNA -Frequency: 0.5 - 18GHz -RF Cables: up to 18GHz -Rotary Joint included -DRE-Dynamic range extender for Passive | A214.S13A |  | 硬體成本10% |  |  |  |  | 0 | [8 empty] | M3 | [14 empty] | #DIVIDE BY ZERO | #DIVIDE BY ZERO
1-評估 |  |  |  |  | A212.X | FM-S13-E Measurement Switching System (A3)(Passive 8 GHz)/ (Cellular) -Passive for 2 port VNA -Active for Cellular TRP / TIS -Frequency: 0.5 - 18GHz -RF Cables: up to 18GHz -Rotary Joint included -DRE-Dynamic range extender for Passive | A214.S13C |  | 硬體成本10% |  |  |  |  | 0 | [8 empty] | M3 | [14 empty] | #DIVIDE BY ZERO | #DIVIDE BY ZERO
1-評估 |  |  |  |  | A212.X | FM-S13-E Measurement Switching System (A3)(Passive 8 GHz)/ (Cellular)/ (BT/Wi-Fi) -Passive for 2 port VNA -Active for Cellular TRP / TIS -Active for Bluetooth / Wi-Fi -Frequency: 0.5 - 18GHz -RF Cables: up to 18GHz -Rotary Joint included -DRE-Dynamic range extender for Passive -DRE-Dynamic range extender for Bluetooth / Wi-Fi | A214.S13E |  | 硬體成本10% |  |  |  |  | 0 | [8 empty] | M3 | [14 empty] | #DIVIDE BY ZERO | #DIVIDE BY ZERO
1-評估 |  |  |  |  | A212.X | FM-S13-E Measurement Switching System (A3)(Passive 8 GHz)/ (Cellular)/ (BT/Wi-Fi)/ (5GNR FR1) -Passive for 2 port VNA -Active for Cellular TRP / TIS -Active for Bluetooth / Wi-Fi -Frequency: 0.5 - 18GHz -RF Cables: up to 18GHz -Rotary Joint included -DRE-Dynamic range extender for Passive -DRE-Dynamic range extender for Bluetooth / Wi-Fi -DRE-Dynamic range extender for 5GNR FR1 | A214.S13G |  | 硬體成本10% |  |  |  |  | 0 | [8 empty] | M3 | [14 empty] | #DIVIDE BY ZERO | #DIVIDE BY ZERO
1-評估 |  |  |  |  | A212.X | FM-S13-E Measurement Switching System with DRE (A2)(Passive 8 GHz) -Passive for 2 port VNA -Frequency: 0.5 - 8GHz -RF Cables: up to 8GHz -Rotary Joint included -DRE-Dynamic range extender for PassiveFM-S13-E Measurement Switching System with DRE (A2)(Passive 8 GHz) -Passive for 2 port VNA -Frequency: 0.5 - 8GHz -RF Cables: up to 8GHz -Rotary Joint included -DRE-Dynamic range extender for Passive | A214.S13J |  | 硬體成本10% |  |  |  |  | 0 | [8 empty] | M3 | [14 empty] | #DIVIDE BY ZERO | #DIVIDE BY ZERO
1-評估 |  |  |  |  | A212.X | FM-S13-E Measurement Switching System (A2)(Passive 8 GHz)/ (Cellular) -Passive for 2 port VNA -Active for Cellular TRP / TIS -Frequency: 0.5 - 8GHz -RF Cables: up to 8GHz -Rotary Joint included -DRE-Dynamic range extender for Passive | A214.S13C |  | 硬體成本10% |  |  |  |  | 0 | [8 empty] | M3 | [14 empty] | #DIVIDE BY ZERO | #DIVIDE BY ZERO
1-評估 |  |  |  |  | A212.X | FM-S13-E Measurement Switching System (A2)(Passive 8 GHz)/ (Cellular)/ (BT/Wi-Fi) -Passive for 2 port VNA -Active for Cellular TRP / TIS -Active for Bluetooth / Wi-Fi -Frequency: 0.5 - 8GHz -RF Cables: up to 8GHz -Rotary Joint included -DRE-Dynamic range extender for Passive -DRE-Dynamic range extender for Bluetooth / Wi-Fi | A214.S13E |  | 硬體成本10% |  |  |  |  | 0 | [8 empty] | M3 | [14 empty] | #DIVIDE BY ZERO | #DIVIDE BY ZERO
1-評估 |  |  |  |  | A212.X | FM-S13-E Measurement Switching System (A2)(Passive 8 GHz)/ (Cellular)/ (BT/Wi-Fi)/ (5GNR FR1) -Passive for 2 port VNA -Active for Cellular TRP / TIS -Active for Bluetooth / Wi-Fi -Frequency: 0.5 - 8GHz -RF Cables: up to 8GHz -Rotary Joint included -DRE-Dynamic range extender for Passive -DRE-Dynamic range extender for Bluetooth / Wi-Fi -DRE-Dynamic range extender for 5GNR FR1 | A214.S13G |  | 硬體成本10% |  |  |  |  | 0 | [8 empty] | M3 | [14 empty] | #DIVIDE BY ZERO | #DIVIDE BY ZERO
3-量產 |  |  |  |  | A212.X | FM-S12 OTA Measurement System (R-Class) | A214.S12 |  | 硬體成本10% | [28 empty] | #DIVIDE BY ZERO | #DIVIDE BY ZERO
1-評估 |  |  |  |  | A212.X | FM-S12 Measurement System R2 (WR-28 Ka-Band) -Rotary Joint: DC - 43.5GHz -Coaxial connector: 2.92mm -Path for passive with 4 port VNA -Path frequency: 22 - 43.5GHz (WR-28 Cutoff frequency) | A214.S121 |  | 硬體成本10% |  |  |  |  | 0 | [8 empty] | RF panel adaptor 2.92 * 4 (2 for Link) WR-28 to 2.92 adaptor * 2 Waveguide cable WR-28 50cm * 2 RF Cable 2.92 200cm * 3 RF Cable 2.92 70cm * 3 ( 轉桌&DUT) 2.92mm F-M90度接頭 *1 | [14 empty] | #DIVIDE BY ZERO | #DIVIDE BY ZERO
1-評估 |  |  |  |  | A212.X | FM-S12 Measurement System R2 with switching box (WR-28 Ka-Band) -Rotary Joint: DC - 43.5GHz -Coaxial connector: 2.92mm -RF switching box for polarization and 2 function selection -Path frequency: 22 - 43.5GHz (WR-28 Cutoff frequency) | A214.S122 |  | 硬體成本10% |  |  |  |  | 0 | [23 empty] | #DIVIDE BY ZERO | #DIVIDE BY ZERO
1-評估 |  |  |  |  | A212.X | FM-S12 Measurement System R2 (WR-12 E-Band) -Rotary Joint: 60 - 90GHz -Waveguide connector: WR-12 -Path for passive with 4 port VNA -Path frequency: 60 - 90GHz (WR-12 Cutoff frequency) | A214.S123 |  | 硬體成本10% |  |  |  |  | 0 | [23 empty] | #DIVIDE BY ZERO | #DIVIDE BY ZERO
1-評估 |  |  |  |  | A212.X | FM-S12 Measurement System R2 with switching box (WR-12 E-Band) -Rotary Joint: 60 - 90GHz -Waveguide connector: WR-12 -RF switching box for polarization and 2 function selection -Path frequency: 60 - 90GHz (WR-12 Cutoff frequency) | A214.S124 |  | 硬體成本10% |  |  |  |  | 0 | [23 empty] | #DIVIDE BY ZERO | #DIVIDE BY ZERO
2-開發 |  |  |  |  | A212.X | FM-S12 Measurement System R6 with switching box (WR-28 Ka-Band) -Rotary Joint: DC - 43.5GHz -Coaxial connector: 2.92mm -RF switching box for polarization and 2 function selection -Path frequency: 22 - 43.5GHz (WR-28 Cutoff frequency) | A214.S126 |  | 硬體成本10% |  |  |  |  | 0 | [23 empty] | #DIVIDE BY ZERO | #DIVIDE BY ZERO
1-評估 |  |  |  |  | A212.X | FM-S12 Measurement System R3 with switching box (WR-28 Ka-Band) -Rotary Joint: DC - 43.5GHz -Coaxial connector: 2.92mm -RF switching box for polarization and 2 function selection -Path frequency: 22 - 43.5GHz (WR-28 Cutoff frequency) | A214.S12A |  | 硬體成本10% |  |  |  |  | 0 | [8 empty] | Panel to Feed: 100cm Panel to TT Panel: 120+120+120 = 360cm TT Panel to TT Theta中心: 100cm 轉桌上 Passive 2段: 180cm + 100cm | [14 empty] | #DIVIDE BY ZERO | #DIVIDE BY ZERO
1-評估 |  |  |  |  | A212.X | FM-S12 Measurement System R3 with switching box (DC - 50GHz) -Rotary Joint: DC - 50GHz -Coaxial connector: 2.4mm -RF switching box for polarization and 2 function selection -Path frequency: DC - 50GHz | A214.S12B |  | 硬體成本10% |  |  |  |  | 0 | [8 empty] | Panel to Feed: 100cm Panel to TT Panel: 120+120+120 = 360cm TT Panel to TT Theta中心: 100cm 轉桌上 Passive 2段: 180cm + 100cm | [14 empty] | #DIVIDE BY ZERO | #DIVIDE BY ZERO
2-開發 |  |  |  |  | A212.X | FM-S12 Measurement System R8 with switching box (WR-28 Ka-Band) -Rotary Joint: DC - 43.5GHz -Coaxial connector: 2.92mm -RF switching box for polarization and 2 function selection -Path frequency: 22 - 43.5GHz (WR-28 Cutoff frequency) | A214.S12E |  | 硬體成本10% |  |  |  |  | 0 | [8 empty] | Panel to Feed: 200cm Panel to TT Panel: 4500cm (Cable) TT Panel to TT Theta中心: 250cm 轉桌上 Passive 2段: 270cm + 120cm | [14 empty] | #DIVIDE BY ZERO | #DIVIDE BY ZERO
2-開發 |  |  |  |  | A212.X | FM-S12 Measurement System R8 with switching box (DC - 50GHz) -Rotary Joint: DC - 50GHz -Coaxial connector: 2.4mm -RF switching box for polarization and 2 function selection -Path frequency: DC - 50GHz | A214.S12F |  | 硬體成本10% |  |  |  |  | 0 | [8 empty] | Panel to Feed: 200cm Panel to TT Panel: 4500cm (Cable) TT Panel to TT Theta中心: 250cm 轉桌上 Passive 2段: 270cm + 120cm | [14 empty] | #DIVIDE BY ZERO | #DIVIDE BY ZERO
3-量產 |  |  |  |  | A212.X | FM-S18 OTA Measurement (Solution) | A214.S18 |  | 硬體成本10% | [28 empty] | #DIVIDE BY ZERO | #DIVIDE BY ZERO
1-評估 |  |  |  |  | A212.X | FM-S18-E Dynamic Range Extender for Passive (原本有Passive, 升級到7.125, 最多到18GHz) -FM-P22 Low Noise Amplifier -Frequency: 0.65 - 18GHz -Gain: 28dB typical (20dB @ 0.65GHz) -P1dB: 10dBm -Noise Figure: 2.8dB -Support passive for 2 port VNA -RF Cables: Connect from NA to switching box via LNA | A214.S182 | [6 empty] | 0 | [23 empty] | #DIVIDE BY ZERO | #DIVIDE BY ZERO
1-評估 |  |  |  |  | A212.X | FM-S18-E Measurement Switching (Passive 8 GHz) (本來沒有Passive,例如ETS系統) -Passive for 2 port VNA -Frequency: 0.5 - 18GHz -RF Cables: up to 18GHz -Rotary Joint included -DRE-Dynamic range extender for Passive | A214.S181 | [6 empty] | 0 | [23 empty] | #DIVIDE BY ZERO | #DIVIDE BY ZERO
1-評估 |  |  |  |  | A212.X | FM-S18-E Measurement Switching (upgrade to cellular)(單純只有升級主動Cellular, Passive不動維持沿用既有的硬體) -Active for Cellular TRP / TIS -Frequency: 0.5 - 18GHz -RF Cables: up to 18GHz | A214.S183 | [6 empty] | 0 | [23 empty] | #DIVIDE BY ZERO | #DIVIDE BY ZERO
1-評估 |  |  |  |  | A212.X | FM-S18-E Measurement Switching (upgrade to BT/Wi-Fi)(單純只有升級BT/Wi-Fi, Cellular和Passive不動維持沿用既有的硬體)(本身必須有OTA主動) -Active for Bluetooth / Wi-Fi -Frequency: 0.5 - 8GHz -RF Cables: up to 18GHz -DRE-Dynamic range extender for Bluetooth / Wi-Fi | A214.S185 | [6 empty] | 0 | [23 empty] | #DIVIDE BY ZERO | #DIVIDE BY ZERO
1-評估 |  |  |  |  | A212.X | FM-S18-E Measurement Switching (upgrade to FR1 OTA)(單純只有升級FR1 OTA,其餘都不動維持沿用既有的硬體)(本身必須有OTA主動) -Active for FR1 TRP / TIS -Frequency: 0.5 - 8GHz -RF Cables: up to 18GHz -DRE-Dynamic range extender for 5GNR FR1 | A214.S187 | [6 empty] | 0 | [23 empty] | #DIVIDE BY ZERO | #DIVIDE BY ZERO
6-Bill firm |  |  |  |  | A212.X | FM-S1 OTA Measurement System | A214.S1 |  | 硬體成本10% | [28 empty] | #DIVIDE BY ZERO | #DIVIDE BY ZERO
3-量產 |  |  |  |  | A212.X | FM-S11 OTA Measurement System (FR1 Under13GHz) | A214.S11 |  | 硬體成本10% | [28 empty] | #DIVIDE BY ZERO | #DIVIDE BY ZERO
3-量產 |  |  |  |  | A212.X | FM-S11-1 passive(1 - 4) | A214.S111 |  | 硬體成本10% | [28 empty] | #DIVIDE BY ZERO | #DIVIDE BY ZERO
3-量產 |  |  |  |  | A212.X | FM-S11-12 2 port VNA | A214.S11 |  | 硬體成本10% | [28 empty] | #DIVIDE BY ZERO | #DIVIDE BY ZERO
1-評估 |  |  |  |  | A212.X | FM-S11 Measurement Switching System (Passive 6 GHz) -Passive for 2 port VNA -Frequency: 0.5 - 18GHz -RF Cables: up to 18GHz -Rotary Joint included | A214.S111 |  | 硬體成本10% | [13 empty] | M3 | [14 empty] | #DIVIDE BY ZERO | #DIVIDE BY ZERO
1-評估 |  |  |  |  | A212.X | FM-S11-E Measurement Switching System with DRE (Passive 8 GHz) -Passive for 2 port VNA -Frequency: 0.5 - 18GHz -RF Cables: up to 18GHz -Rotary Joint included -DRE-Dynamic range extender for Passive | A214.S112 |  | 硬體成本10% |  |  |  |  | 0 | [8 empty] | M3 | [14 empty] | #DIVIDE BY ZERO | #DIVIDE BY ZERO
3-量產 |  |  |  |  | A212.X | FM-S11-14 4 port VNA | A214.S11 |  | 硬體成本10% | [28 empty] | #DIVIDE BY ZERO | #DIVIDE BY ZERO
1-評估 |  |  |  |  | A212.X | FM-S11 Measurement Switching System (Passive 6 GHz) -Passive for 2 port VNA -Frequency: 0.5 - 18GHz -RF Cables: up to 18GHz -Rotary Joint included | A214.S111 |  | 硬體成本10% | [13 empty] | M3 | [14 empty] | #DIVIDE BY ZERO | #DIVIDE BY ZERO
1-評估 |  |  |  |  | A212.X | FM-S11-E Measurement Switching System with DRE (Passive 8 GHz) -Passive for 2 port VNA -Frequency: 0.5 - 18GHz -RF Cables: up to 18GHz -Rotary Joint included -DRE-Dynamic range extender for Passive | A214.S112 |  | 硬體成本10% |  |  |  |  | 0 | [8 empty] | M3 | [14 empty] | #DIVIDE BY ZERO | #DIVIDE BY ZERO
3-量產 |  |  |  |  | A212.X | FM-S11-2 Active(5 - 9) | A214.S115 |  | 硬體成本10% | [28 empty] | #DIVIDE BY ZERO | #DIVIDE BY ZERO
1-評估 |  |  |  |  | A212.X | FM-S11 Measurement Switching System (Passive 6 GHz) -Passive for 2 port VNA -Frequency: 0.5 - 18GHz -RF Cables: up to 18GHz -Rotary Joint included | A214.S115 |  | 硬體成本10% | [13 empty] | M3 | [14 empty] | #DIVIDE BY ZERO | #DIVIDE BY ZERO
1-評估 |  |  |  |  | A212.X | FM-S11-E Measurement Switching System with DRE (Passive 8 GHz) -Passive for 2 port VNA -Frequency: 0.5 - 18GHz -RF Cables: up to 18GHz -Rotary Joint included -DRE-Dynamic range extender for Passive | A214.S116 |  | 硬體成本10% |  |  |  |  | 0 | [8 empty] | M3 | [14 empty] | #DIVIDE BY ZERO | #DIVIDE BY ZERO
3-量產 |  |  |  |  | A212.X | FM-S12 OTA Measurement System (FR2 13 - 50GHz)) | A214.S12 |  | 硬體成本10% | [28 empty] | #DIVIDE BY ZERO | #DIVIDE BY ZERO
3-量產 |  |  |  |  | A212.X | FM-S12-1 passive (1 - 4) | A214.S121 |  | 硬體成本10% | [28 empty] | #DIVIDE BY ZERO | #DIVIDE BY ZERO
3-量產 |  |  |  |  | A212.X | FM-S12-12 2 port VNA | A214.S11 |  | 硬體成本10% | [28 empty] | #DIVIDE BY ZERO | #DIVIDE BY ZERO
1-評估 |  |  |  |  | A212.X | FM-S11 Measurement Switching System (Passive 6 GHz) -Passive for 2 port VNA -Frequency: 0.5 - 18GHz -RF Cables: up to 18GHz -Rotary Joint included | A214.S111 |  | 硬體成本10% | [13 empty] | M3 | [14 empty] | #DIVIDE BY ZERO | #DIVIDE BY ZERO
1-評估 |  |  |  |  | A212.X | FM-S11-E Measurement Switching System with DRE (Passive 8 GHz) -Passive for 2 port VNA -Frequency: 0.5 - 18GHz -RF Cables: up to 18GHz -Rotary Joint included -DRE-Dynamic range extender for Passive | A214.S112 |  | 硬體成本10% |  |  |  |  | 0 | [8 empty] | M3 | [14 empty] | #DIVIDE BY ZERO | #DIVIDE BY ZERO
3-量產 |  |  |  |  | A212.X | FM-S12-14 4 port VNA | A214.S11 |  | 硬體成本10% | [28 empty] | #DIVIDE BY ZERO | #DIVIDE BY ZERO
1-評估 |  |  |  |  | A212.X | FM-S11 Measurement Switching System (Passive 6 GHz) -Passive for 2 port VNA -Frequency: 0.5 - 18GHz -RF Cables: up to 18GHz -Rotary Joint included | A214.S111 |  | 硬體成本10% | [13 empty] | M3 | [14 empty] | #DIVIDE BY ZERO | #DIVIDE BY ZERO
1-評估 |  |  |  |  | A212.X | FM-S11-E Measurement Switching System with DRE (Passive 8 GHz) -Passive for 2 port VNA -Frequency: 0.5 - 18GHz -RF Cables: up to 18GHz -Rotary Joint included -DRE-Dynamic range extender for Passive | A214.S112 |  | 硬體成本10% |  |  |  |  | 0 | [8 empty] | M3 | [14 empty] | #DIVIDE BY ZERO | #DIVIDE BY ZERO
3-量產 |  |  |  |  | A212.X | FM-S12-2 Active( 5 - 9) | A214.S125 |  | 硬體成本10% | [28 empty] | #DIVIDE BY ZERO | #DIVIDE BY ZERO
1-評估 |  |  |  |  | A212.X | FM-S11 Measurement Switching System (Passive 6 GHz) -Passive for 2 port VNA -Frequency: 0.5 - 18GHz -RF Cables: up to 18GHz -Rotary Joint included | A214.S111 |  | 硬體成本10% | [13 empty] | M3 | [14 empty] | #DIVIDE BY ZERO | #DIVIDE BY ZERO
1-評估 |  |  |  |  | A212.X | FM-S11-E Measurement Switching System with DRE (Passive 8 GHz) -Passive for 2 port VNA -Frequency: 0.5 - 18GHz -RF Cables: up to 18GHz -Rotary Joint included -DRE-Dynamic range extender for Passive | A214.S112 |  | 硬體成本10% |  |  |  |  | 0 | [8 empty] | M3 | [14 empty] | #DIVIDE BY ZERO | #DIVIDE BY ZERO
3-量產 |  |  |  |  | A212.X | FM-S13 OTA Measurement System (FR3 50 - 90GHz)) | A214.S13 |  | 硬體成本10% | [28 empty] | #DIVIDE BY ZERO | #DIVIDE BY ZERO
1-評估 |  |  |  |  | A212.X | FM-S11 Measurement Switching System (Passive 6 GHz) -Passive for 2 port VNA -Frequency: 0.5 - 18GHz -RF Cables: up to 18GHz -Rotary Joint included | A214.S111 |  | 硬體成本10% | [13 empty] | M3 | [14 empty] | #DIVIDE BY ZERO | #DIVIDE BY ZERO
1-評估 |  |  |  |  | A212.X | FM-S11-E Measurement Switching System with DRE (Passive 8 GHz) -Passive for 2 port VNA -Frequency: 0.5 - 18GHz -RF Cables: up to 18GHz -Rotary Joint included -DRE-Dynamic range extender for Passive | A214.S112 |  | 硬體成本10% |  |  |  |  | 0 | [8 empty] | M3 | [14 empty] | #DIVIDE BY ZERO | #DIVIDE BY ZERO
3-量產 |  |  |  |  | A212.X | FM-S19 OTA Measurement System (Others) | A214.S19 |  | 硬體成本10% | [28 empty] | #DIVIDE BY ZERO | #DIVIDE BY ZERO
1-評估 |  |  |  |  | A212.X | FM-S11 Measurement Switching System (Passive 6 GHz) -Passive for 2 port VNA -Frequency: 0.5 - 18GHz -RF Cables: up to 18GHz -Rotary Joint included | A214.S111 |  | 硬體成本10% | [13 empty] | M3 | [14 empty] | #DIVIDE BY ZERO | #DIVIDE BY ZERO
1-評估 |  |  |  |  | A212.X | FM-S11-E Measurement Switching System with DRE (Passive 8 GHz) -Passive for 2 port VNA -Frequency: 0.5 - 18GHz -RF Cables: up to 18GHz -Rotary Joint included -DRE-Dynamic range extender for Passive | A214.S112 |  | 硬體成本10% |  |  |  |  | 0 | [8 empty] | M3 | [14 empty] | #DIVIDE BY ZERO | #DIVIDE BY ZERO
6-Bill firm |  |  |  |  | A212.X | FM-S2 EMC Measurement System | A214.S2 |  | 硬體成本10% | [28 empty] | #DIVIDE BY ZERO | #DIVIDE BY ZERO
1-評估 |  |  |  |  | A212.X | FM-S2 RSE Measurement System -LNA: 0.5 - 18 GHz, Gain 30dB, NF 2.5 dB(Typical) -Filter drive: support up to 6 filter path -RF cables: up to 18 GHz | A214.S211 | [6 empty] | 0 | [23 empty] | #DIVIDE BY ZERO | #DIVIDE BY ZERO
6-Bill firm |  |  |  |  | A212.X | FM-S3 Throughput Measurement System | A214.S3 |  | 硬體成本10% | [28 empty] | #DIVIDE BY ZERO | #DIVIDE BY ZERO
3-量產 |  |  |  |  | A212.X | FM-S31 Wi-Fi Throughput Measurement System | A214.S31 |  | 2 - 9cm | [28 empty] | #DIVIDE BY ZERO | #DIVIDE BY ZERO
1-評估 |  |  |  |  | A212.X | FM-S3 Wi-Fi Throughput Measurement System (for 4x4 AP) -4 channel RF path -RJ-45 cable: Category 6A -RF Cables: up to 18 GHz -Power Combiner: 2 - 8 GHz, 0.8 Watt Max. (for dual pol. antenna) | A214.S311 | [6 empty] | 0 | [8 empty] | 隔離箱內: RF Cable IPEX-SMA(F) 20cm x4, AP上(視需求修改數量及IPEX形式) RF Cable IPEX-SMA(F) 20cm x4, AP上(視需求修改數量及IPEX形式) RF Cable SMA(M)-SMA(M)-60cm x8, AP到切換器 RF Cable SMA(M)-SMA(M)-60cm x4, 切換器到隔離箱內層Panel RF Cable SMA(M)-SMA(M)-80cm x4, 隔離箱內層Panel到衰減器 RF Cable SMA(M)-SMA(M)-80cm x4, 衰減器到隔離箱上Panel 隔離箱外: RF Cable SMA(M)-SMA(M)-200cm x4, 隔離箱上Panel到暗室Panel RF Cable SMA(M)-SMA(M)-650cm x4, 暗室Panel到天線(仁寶長度) | [14 empty] | #DIVIDE BY ZERO | #DIVIDE BY ZERO
1-評估 |  |  |  |  | A212.X | FM-S3 Wi-Fi Throughput Measurement System (支援AP類型待定) -8 channel RF path -RJ-45 cable: Category 6A -RF Cables: up to 18 GHz -Power Combiner: 2 - 8 GHz, 0.8 Watt Max. (for dual pol. antenna) | A214.S313 | [6 empty] | 0 | [23 empty] | #DIVIDE BY ZERO | #DIVIDE BY ZERO
3-量產 |  |  |  |  | A212.X | FM-S32 FR1 Throughput Measurement System | A214.S32 |  | 2 - 9cm | [28 empty] | #DIVIDE BY ZERO | #DIVIDE BY ZERO
1-評估 |  |  |  |  | A212.X | 5G NR FR1 Throughput optional (M-Class 2.0/ 1.5) -Dummy base station antenna: 700M - 8GHz 4x4 MIMO -Butler Matrix switching system: 4x4 700M - 6GHz -RF Cables: up to 18GHz | A214.S321 | [15 empty] | M3 差異是內部Cable的長度 | [14 empty] | #DIVIDE BY ZERO | #DIVIDE BY ZERO
1-評估 |  |  |  |  | A212.X | 5G NR FR1 Throughput optional (M-Class 1.0/ 0.8) -Dummy base station antenna: 700M - 8GHz 4x4 MIMO -Butler Matrix switching system: 4x4 700M - 6GHz -RF Cables: up to 18GHz | A214.S322 | [15 empty] | M3 差異是內部Cable的長度 | [14 empty] | #DIVIDE BY ZERO | #DIVIDE BY ZERO
6-Bill firm |  |  |  |  | A212.X | FM-S7 Multi Probe Switching Box | A214.S7 |  | 硬體成本10% | [28 empty] | #DIVIDE BY ZERO | #DIVIDE BY ZERO
6-Bill firm |  |  |  |  | A212.X | FM-S71-12 Multi Probe Switching Box | A214.S71 |  | 2 - 9cm | [28 empty] | #DIVIDE BY ZERO | #DIVIDE BY ZERO
3-量產 |  |  |  |  | A212.X | FM-S71-121 Probe Switching Box -12 Probes with dual polarization -Frequency: 100M - 10.5GHz -RF Cables: up to 18GHz -Control: RJ45 | A214.S710 |  | 硬體成本10% |  |  |  | 1.5 | 0.3 | 1 | [22 empty] | #DIVIDE BY ZERO | #DIVIDE BY ZERO
6-Bill firm |  |  |  |  | A212.X | FM-S72-241 Multi Probe Switching Box | A214.S71 |  | 2 - 9cm | [28 empty] | #DIVIDE BY ZERO | #DIVIDE BY ZERO
5-報價 |  |  |  |  | A212.X | FM-S72 24 Probe Switching Box -24 Probes with dual polarization -Frequency: 100M - 10.5GHz -RF Cables: up to 18GHz -Control: RJ45 | A214.S720 |  | 硬體成本10% |  |  |  | 1.5 | 0.3 | 1 | [22 empty] | #DIVIDE BY ZERO | #DIVIDE BY ZERO
7-預計上架 |  |  |  |  | A212.X | FM-S8 Switching parts | A214.S8 |  | 硬體成本10% | [28 empty] | #DIVIDE BY ZERO | #DIVIDE BY ZERO
5-報價 |  |  |  |  | A212.X | FM-S8 SP2T Switching -Frequency: DC - 18GHz -Control: RJ45 | A214.S820 |  | 硬體成本10% |  |  |  | 1.5 | 0.3 | 1 | [22 empty] | #DIVIDE BY ZERO | #DIVIDE BY ZERO
7-預計上架 |  | Y |  |  | #UNPARSEABLE | FM-P Amplifier | A214.P | 2 | 基本功能 |  |  | 1 | #UNPARSEABLE | #UNPARSEABLE | #BLOCKED |  |  |  | 0 | 式 |  |  |  | #BLOCKED | #BLOCKED | #BLOCKED | 1300000 | #BLOCKED | #BLOCKED | #UNPARSEABLE | #BLOCKED | 60000 | #BLOCKED | #BLOCKED
3-量產 |  |  |  |  | A212.X | FM-P1 Power Amplifier | A214.P1 |  | 硬體成本10% | [28 empty] | #DIVIDE BY ZERO | #DIVIDE BY ZERO
7-預計上架 |  |  |  |  | A212.X | FM-P2 Low noise Amplifier | A214.P2 |  | 硬體成本10% | [28 empty] | #DIVIDE BY ZERO | #DIVIDE BY ZERO
[6 empty] | FM-P2 Low noise Amplifier -Frequency: 20MHz~3GHz -Gain : 30dB Typ. -Noise Figure: 3.0dB -Connector: N Female | A214.P201
[6 empty] | FM-P2 Low noise Amplifier -Frequency: 1GHz~18GHz -Gain : 35dB Typ. -Noise Figure: 3.5dB -Connector: SMA Female | A214.P202
1-評估 | [5 empty] | FM-P22 Low Noise Amplifier -Frequency: 0.65 - 18GHz -Gain: 28dB typical (20dB @ 0.65GHz) -P1dB: 10dBm -Noise Figure: 2.8dB -Connector: SMA Female | A214.P221 | [6 empty] | 113
1-評估 | 1 | 3 | 4 |  | A1 | A28-Unman vehicle | A25 |  | 1.電波暗室系統 (9k-40GHz) |  | 35 | [6 empty] | 15750 | 1750 | 11.11% | 53.94% | 11.44%
1-評估 |  | 2 |  |  | A16 | A251-Vehicles(地面行走) | A251.PONN | 1 | 隔離室系統 |  | 5 | 1 | 500 | 400 | 450 | 20% | 11.11% | 2250 | 250 | 11.11% | 562.5% | 250% |  | 400 | 500 | -479900% | 2400000 | 2399600 | 99.98% | #UNPARSEABLE | #BLOCKED | 90000 | 89986.6667 | 99.99%
3-量產 |  | 1 | F |  | A161.PONN | SE Testing Shielding Room | A161.A.PONN | 2 | [17 empty] | #DIVIDE BY ZERO |  | 0 | #DIVIDE BY ZERO | #UNPARSEABLE | #BLOCKED |  | 0 | #DIVIDE BY ZERO | 0 | 0 | 0 | #DIVIDE BY ZERO | #DIVIDE BY ZERO
3-量產 |  | 1 | R |  | A161.A.PONN | SE-R1 Testing Shielding Room(3m Width) | A161.A01 | [18 empty] | #DIVIDE BY ZERO |  | 0 | #DIVIDE BY ZERO | #UNPARSEABLE | #BLOCKED |  | 0 | #DIVIDE BY ZERO | 0 | 0 | 0 | #DIVIDE BY ZERO | #DIVIDE BY ZERO
|  | 0 | A1 |  | A162.A01 | SE-R13 Shielding Room(E1-333) -Outside Dimension: L3.0 x W3.0 x H2.8m -Shielding effective: 30M - 18GHz > 100dB -Modular steel pan type shielded enclosure by 2mm galvanized steel sheet -Painted on visual panel | A161.A010 | [18 empty] | #DIVIDE BY ZERO |  | 0 | #DIVIDE BY ZERO | #UNPARSEABLE | #BLOCKED |  | 0 | #DIVIDE BY ZERO | 0 | 0 | 0 | #DIVIDE BY ZERO | #DIVIDE BY ZERO
3-量產 |  | 1 | F |  | A161.PONN | [P25615]_251_送餐機器人_VVIP | A161.A.PONN | 2 | [17 empty] | #DIVIDE BY ZERO |  | 0 | #DIVIDE BY ZERO | #UNPARSEABLE | #BLOCKED |  | 0 | #DIVIDE BY ZERO | 0 | 0 | 0 | #DIVIDE BY ZERO | #DIVIDE BY ZERO
3-量產 |  | 1 | R |  | A161.A.PONN | SE-R1 Testing Shielding Room(3m Width) | A161.A01 | [18 empty] | #DIVIDE BY ZERO |  | 0 | #DIVIDE BY ZERO | #UNPARSEABLE | #BLOCKED |  | 0 | #DIVIDE BY ZERO | 0 | 0 | 0 | #DIVIDE BY ZERO | #DIVIDE BY ZERO
|  | 0 | A1 |  | A162.A01 | SE-R13 Shielding Room(E1-333) -Outside Dimension: L3.0 x W3.0 x H2.8m -Shielding effective: 30M - 18GHz > 100dB -Modular steel pan type shielded enclosure by 2mm galvanized steel sheet -Painted on visual panel | A161.A010 | [18 empty] | #DIVIDE BY ZERO |  | 0 | #DIVIDE BY ZERO | #UNPARSEABLE | #BLOCKED |  | 0 | #DIVIDE BY ZERO | 0 | 0 | 0 | #DIVIDE BY ZERO | #DIVIDE BY ZERO
1-評估 | 1 | 3 | 4 |  | A1 | A252-Maritime(海上) |  |  | 1.電波暗室系統 (9k-40GHz) |  | 5 | [6 empty] | 2250 | 250 | 11.11% | 7.705% | 1.634%
1-評估 |  | 1 |  |  | A16 | A291-RF Hardware | A291.PONN | 1 | 隔離室系統 |  | 5 | 1 | 500 | 400 | 450 | 20% | 11.11% | 2250 | 250 | 11.11% | 562.5% | 250% |  | 400 | 500 | -479900% | 2400000 | 2399600 | 99.98% | #UNPARSEABLE | #BLOCKED | 90000 | 89986.6667 | 99.99%
3-量產 |  | 1 | F |  | A161.PONN | SE Testing Shielding Room | A161.A.PONN | 2 | [17 empty] | #DIVIDE BY ZERO |  | 0 | #DIVIDE BY ZERO | #UNPARSEABLE | #BLOCKED |  | 0 | #DIVIDE BY ZERO | 0 | 0 | 0 | #DIVIDE BY ZERO | #DIVIDE BY ZERO
3-量產 |  | 1 | R |  | A161.A.PONN | SE-R1 Testing Shielding Room(3m Width) | A161.A01 | [18 empty] | #DIVIDE BY ZERO |  | 0 | #DIVIDE BY ZERO | #UNPARSEABLE | #BLOCKED |  | 0 | #DIVIDE BY ZERO | 0 | 0 | 0 | #DIVIDE BY ZERO | #DIVIDE BY ZERO
|  | 0 | A1 |  | A162.A01 | SE-R13 Shielding Room(E1-333) -Outside Dimension: L3.0 x W3.0 x H2.8m -Shielding effective: 30M - 18GHz > 100dB -Modular steel pan type shielded enclosure by 2mm galvanized steel sheet -Painted on visual panel | A161.A010 | [18 empty] | #DIVIDE BY ZERO |  | 0 | #DIVIDE BY ZERO | #UNPARSEABLE | #BLOCKED |  | 0 | #DIVIDE BY ZERO | 0 | 0 | 0 | #DIVIDE BY ZERO | #DIVIDE BY ZERO
1-評估 | 1 | 3 | 4 |  | A1 | A253-Aviation(空中) | A29 |  | 1.電波暗室系統 (9k-40GHz) |  | 5 | [6 empty] | 2250 | 250 | 11.11% | 7.705% | 1.634%
1-評估 |  | 1 |  |  | A16 | A291-RF Hardware | A291.PONN | 1 | 隔離室系統 |  | 5 | 1 | 500 | 400 | 450 | 20% | 11.11% | 2250 | 250 | 11.11% | 562.5% | 250% |  | 400 | 500 | -479900% | 2400000 | 2399600 | 99.98% | #UNPARSEABLE | #BLOCKED | 90000 | 89986.6667 | 99.99%
3-量產 |  | 1 | F |  | A161.PONN | SE Testing Shielding Room | A161.A.PONN | 2 | [17 empty] | #DIVIDE BY ZERO |  | 0 | #DIVIDE BY ZERO | #UNPARSEABLE | #BLOCKED |  | 0 | #DIVIDE BY ZERO | 0 | 0 | 0 | #DIVIDE BY ZERO | #DIVIDE BY ZERO
3-量產 |  | 1 | R |  | A161.A.PONN | SE-R1 Testing Shielding Room(3m Width) | A161.A01 | [18 empty] | #DIVIDE BY ZERO |  | 0 | #DIVIDE BY ZERO | #UNPARSEABLE | #BLOCKED |  | 0 | #DIVIDE BY ZERO | 0 | 0 | 0 | #DIVIDE BY ZERO | #DIVIDE BY ZERO
|  | 0 | A1 |  | A162.A01 | SE-R13 Shielding Room(E1-333) -Outside Dimension: L3.0 x W3.0 x H2.8m -Shielding effective: 30M - 18GHz > 100dB -Modular steel pan type shielded enclosure by 2mm galvanized steel sheet -Painted on visual panel | A161.A010 | [18 empty] | #DIVIDE BY ZERO |  | 0 | #DIVIDE BY ZERO | #UNPARSEABLE | #BLOCKED |  | 0 | #DIVIDE BY ZERO | 0 | 0 | 0 | #DIVIDE BY ZERO | #DIVIDE BY ZERO
1-評估 | 1 | 3 | 4 |  | A1 | A254-Unber Water(水下) |  |  | 1.電波暗室系統 (9k-40GHz) |  | 5 | [6 empty] | 2250 | 250 | 11.11% | 7.705% | 1.634%
1-評估 |  | 0 |  |  | A16 | A291-RF Hardware | A291.PONN | 1 | 隔離室系統 |  | 5 | 1 | 500 | 400 | 450 | 20% | 11.11% | 2250 | 250 | 11.11% | 562.5% | 250% |  | 400 | 500 | -479900% | 2400000 | 2399600 | 99.98% | #UNPARSEABLE | #BLOCKED | 90000 | 89986.6667 | 99.99%
1-評估 | 1 | 3 | 4 |  | A1 | A255-Aero space(太空) | A29 |  | 1.電波暗室系統 (9k-40GHz) |  | 5 | [6 empty] | 2250 | 250 | 11.11% | 7.705% | 1.634%
1-評估 |  | 1 |  |  | A16 | A291-RF Hardware | A291.PONN | 1 | 隔離室系統 |  | 5 | 1 | 500 | 400 | 450 | 20% | 11.11% | 2250 | 250 | 11.11% | 562.5% | 250% |  | 400 | 500 | -479900% | 2400000 | 2399600 | 99.98% | #UNPARSEABLE | #BLOCKED | 90000 | 89986.6667 | 99.99%
3-量產 |  | 1 | F |  | A161.PONN | SE Testing Shielding Room | A161.A.PONN | 2 | [17 empty] | #DIVIDE BY ZERO |  | 0 | #DIVIDE BY ZERO | #UNPARSEABLE | #BLOCKED |  | 0 | #DIVIDE BY ZERO | 0 | 0 | 0 | #DIVIDE BY ZERO | #DIVIDE BY ZERO
3-量產 |  | 1 | R |  | A161.A.PONN | SE-R1 Testing Shielding Room(3m Width) | A161.A01 | [18 empty] | #DIVIDE BY ZERO |  | 0 | #DIVIDE BY ZERO | #UNPARSEABLE | #BLOCKED |  | 0 | #DIVIDE BY ZERO | 0 | 0 | 0 | #DIVIDE BY ZERO | #DIVIDE BY ZERO
|  | 0 | A1 |  | A162.A01 | SE-R13 Shielding Room(E1-333) -Outside Dimension: L3.0 x W3.0 x H2.8m -Shielding effective: 30M - 18GHz > 100dB -Modular steel pan type shielded enclosure by 2mm galvanized steel sheet -Painted on visual panel | A161.A010 | [18 empty] | #DIVIDE BY ZERO |  | 0 | #DIVIDE BY ZERO | #UNPARSEABLE | #BLOCKED |  | 0 | #DIVIDE BY ZERO | 0 | 0 | 0 | #DIVIDE BY ZERO | #DIVIDE BY ZERO
1-評估 | 1 | 3 | 4 |  | A1 | A259-Customizations | A29 |  | 1.電波暗室系統 (9k-40GHz) |  | 10 | [6 empty] | 4500 | 500 | 11.11% | 15.41% | 3.268%
1-評估 |  | 1 |  |  | A16 | A291-RF Hardware costomizations | A291 | 1 | 隔離室系統 |  | 5 | 1 | 500 | 400 | 450 | 20% | 11.11% | 2250 | 250 | 11.11% | 562.5% | 250% |  | 400 | 500 | -479900% | 2400000 | 2399600 | 99.98% | #UNPARSEABLE | #BLOCKED | 90000 | 89986.6667 | 99.99%
3-量產 |  | 0 | F |  | A161.PONN | 測試天線用升降功能旋轉台 | A291.PONN | 1.5 | [17 empty] | #DIVIDE BY ZERO |  | 0 | #DIVIDE BY ZERO | #UNPARSEABLE | #BLOCKED |  | 0 | #DIVIDE BY ZERO | 0 | 0 | 0 | #DIVIDE BY ZERO | #DIVIDE BY ZERO
1-評估 |  | 1 |  |  | A16 | A295-Vehicles customizations | A295 | 1 | 隔離室系統 |  | 5 | 1 | 500 | 400 | 450 | 20% | 11.11% | 2250 | 250 | 11.11% | 562.5% | 250% |  | 400 | 500 | -479900% | 2400000 | 2399600 | 99.98% | #UNPARSEABLE | #BLOCKED | 90000 | 89986.6667 | 99.99%
3-量產 |  | 0 | F |  | A161.PONN | 爬牆機器人 | A291.PONN | 1.5 | [17 empty] | #DIVIDE BY ZERO |  | 0 | #DIVIDE BY ZERO | #UNPARSEABLE | #BLOCKED |  | 0 | #DIVIDE BY ZERO | 0 | 0 | 0 | #DIVIDE BY ZERO | #DIVIDE BY ZERO
7-預計上架 | [5 empty] | A3-Software & Service | A3 |  | License only | [8 empty] | 4000 | 3000 | 75% | 4.322% | 9.16%
1-評估 | 1 | 1 |  |  | A3 | A31-微波量測軟體 | A31 |  |  |  | 5 | 1 |  | 50 | 200 |  |  | 1000 | 750 | 75% | 25% | 25% | 1/30前完成資料
3-量產 |  |  |  |  | A31 | 311-OTA 微波量測軟體 MWA | A311 | 1 |  |  |  |  | 600 | [9 empty] | Q21105-WNC
|  | 0 | F |  | A173.PONN | 311.A.. Main frame | A311.S | 2 | [17 empty] | #DIVIDE BY ZERO |  | 0 | #DIVIDE BY ZERO | #UNPARSEABLE | #BLOCKED |  | 0 | #DIVIDE BY ZERO | 0 | 0 | 0 | #DIVIDE BY ZERO | #DIVIDE BY ZERO
[6 empty] | 311.A05..MW5 | A311.S1 | 2.5
[6 empty] | MW4 Maxwell OTA Measurement software | A314.S111 | 3
|  | 0 | F |  | A173.PONN | 311.C.. License | A314.F | 2 | [17 empty] | #DIVIDE BY ZERO |  | 0 | #DIVIDE BY ZERO | #UNPARSEABLE | #BLOCKED |  | 0 | #DIVIDE BY ZERO | 0 | 0 | 0 | #DIVIDE BY ZERO | #DIVIDE BY ZERO
[6 empty] | Passive | A314.F1 | 2.5 | [29 empty] | #DIVIDE BY ZERO | #DIVIDE BY ZERO
[6 empty] | Regular | A314.F11 | 2.5 | [29 empty] | #DIVIDE BY ZERO | #DIVIDE BY ZERO
[5 empty] | A212.X | Maxwell Software Licenses - Passive regular -2D/3D Antenna measurement -Test result: Antenna efficiency, gain pattern, peak gain -Instrument: Consistent with the quotation -One license permits one model of network analyzer | A314.F111 | 3 |  |  |  |  | 300 | [9 empty] | M-Class-0.8m | [14 empty] | #DIVIDE BY ZERO | #DIVIDE BY ZERO
[6 empty] | Advanced | A314.F12 | 2.5 | [29 empty] | #DIVIDE BY ZERO | #DIVIDE BY ZERO
[5 empty] | A212.X | Maxwell Software Licenses - Passive advanced -3D Antenna measurement -Antenna efficiency, gain pattern, peak gain, phase pattern -Axial ratio -Instrument: Consistent with the quotation -One license permits one model of network analyzer | A314.F121 | 3 | [29 empty] | #DIVIDE BY ZERO | #DIVIDE BY ZERO
[5 empty] | A212.X | Maxwell Software Licenses - Passive advanced -ECC -Similarity comparison -Instrument: Consistent with the quotation -One license permits one model of network analyzer | A314.F122 | 3 | [29 empty] | #DIVIDE BY ZERO | #DIVIDE BY ZERO
[6 empty] | 311.C2..2G | A314.F2 | 2.5 | [29 empty] | #DIVIDE BY ZERO | #DIVIDE BY ZERO
[6 empty] | 311.C21..GSM | A314.F22 | 2.5 | [29 empty] | #DIVIDE BY ZERO | #DIVIDE BY ZERO
[5 empty] | A212.X | Maxwell Software Licenses - Cellular -Voice modulation: GSM -Test function: TRP/ TIS/ TISIC -Instrument: Consistent with the quotation -One license permits one model of communication tester | A314.F221 | 3 |  |  |  |  | 100 | [9 empty] | M-Class-0.8m | [14 empty] | #DIVIDE BY ZERO | #DIVIDE BY ZERO
[5 empty] | A212.X | Maxwell Software Licenses - Cellular -Data modulation: GPRS -Test function: TRP/ TIS/ TISIC -Instrument: Consistent with the quotation -One license permits one model of communication tester | A314.F222 | [5 empty] | 100 | [9 empty] | M-Class-0.8m | [14 empty] | #DIVIDE BY ZERO | #DIVIDE BY ZERO
[5 empty] | A212.X | Maxwell Software Licenses - Cellular -Data modulation: EDGE -Test function: TRP/ TIS/ TISIC -Instrument: Consistent with the quotation -One license permits one model of communication tester | A314.F223 | [5 empty] | 100 | [9 empty] | M-Class-0.8m | [14 empty] | #DIVIDE BY ZERO | #DIVIDE BY ZERO
[5 empty] | A212.X | Maxwell Software Licenses - Cellular -Voice modulation: CDMA2K -Test function: TRP/ TIS/ TISIC -Instrument: Consistent with the quotation -One license permits one model of communication tester | A314.F224 | [5 empty] | 100 | [9 empty] | M-Class-0.8m | [14 empty] | #DIVIDE BY ZERO | #DIVIDE BY ZERO
[6 empty] | 3G | A314.F23 | 2.5 | [29 empty] | #DIVIDE BY ZERO | #DIVIDE BY ZERO
[5 empty] | A212.X | Maxwell Software Licenses - Cellular -Voice modulation: WCDMA -Test function: TRP/ TIS/ TISIC -Instrument: Consistent with the quotation -One license permits one model of communication tester | A314.F231 | [5 empty] | 100 | [9 empty] | M-Class-0.8m | [14 empty] | #DIVIDE BY ZERO | #DIVIDE BY ZERO
[5 empty] | A212.X | Maxwell Software Licenses - Cellular -Voice modulation: TD-SCDMA -Test function: TRP/ TIS/ TISIC -Instrument: Consistent with the quotation -One license permits one model of communication tester | A314.F232 | [5 empty] | 100 | [9 empty] | M-Class-0.8m | [14 empty] | #DIVIDE BY ZERO | #DIVIDE BY ZERO
[5 empty] | A212.X | Maxwell Software Licenses - Cellular -Data modulation: HSDPA -Test function: TRP/ TIS/ TISIC -Instrument: Consistent with the quotation -One license permits one model of communication tester | A314.F233 | [5 empty] | 100 | [9 empty] | M-Class-0.8m | [14 empty] | #DIVIDE BY ZERO | #DIVIDE BY ZERO
[5 empty] | A212.X | Maxwell Software Licenses - Cellular -Data modulation: 1xEV-DO -Test function: TRP/ TIS/ TISIC -Instrument: Consistent with the quotation -One license permits one model of communication tester | A314.F234 | [5 empty] | 100 | [9 empty] | M-Class-0.8m | [14 empty] | #DIVIDE BY ZERO | #DIVIDE BY ZERO
[6 empty] | 4G | A314.F24 | 2.5 | [29 empty] | #DIVIDE BY ZERO | #DIVIDE BY ZERO
[5 empty] | A212.X | Maxwell Software Licenses - Cellular -Voice modulation: LTE-TDD -Test function: TRP/ TIS/ TISIC -Instrument: Consistent with the quotation -One license permits one model of communication tester | A314.F241 | [5 empty] | 200 | [9 empty] | M-Class-0.8m | [14 empty] | #DIVIDE BY ZERO | #DIVIDE BY ZERO
[5 empty] | A212.X | Maxwell Software Licenses - Cellular -Voice modulation: LTE-FDD -Test function: TRP/ TIS/ TISIC -Instrument: Consistent with the quotation -One license permits one model of communication tester | A314.F242 | [5 empty] | 200 | [9 empty] | M-Class-0.8m | [14 empty] | #DIVIDE BY ZERO | #DIVIDE BY ZERO
[5 empty] | A212.X | Maxwell Software Licenses - Narrowband Cellular -Standard modulation: LTE-M -Test function: TRP/ TIS -Instrument: Consistent with the quotation -One license permits one model of communication tester | A314.F243 | [5 empty] | 100 | [9 empty] | M-Class-0.8m | [14 empty] | #DIVIDE BY ZERO | #DIVIDE BY ZERO
[5 empty] | A212.X | Maxwell Software Licenses - Narrowband Cellular -Standard modulation: NB-IoT -Test function: TRP/ TIS -Instrument: Consistent with the quotation -One license permits one model of communication tester | A314.F244 | [5 empty] | 200 | [9 empty] | M-Class-0.8m | [14 empty] | #DIVIDE BY ZERO | #DIVIDE BY ZERO
[5 empty] | A212.X | Maxwell Software Licenses - Carrier Aggregation -Voice modulation: LTE-FDD -Test function: TRP/ TIS -Instrument: Consistent with the quotation -One license permits one model of communication tester | A314.F245 | [30 empty] | #DIVIDE BY ZERO | #DIVIDE BY ZERO
[5 empty] | A212.X | Maxwell Software Licenses - Carrier Aggregation -Voice modulation: LTE-TDD -Test function: TRP/ TIS -Instrument: Consistent with the quotation -One license permits one model of communication tester | A314.F246 | [30 empty] | #DIVIDE BY ZERO | #DIVIDE BY ZERO
[6 empty] | BT/ Wi-Fi | A314.F7 | 2.5 | [29 empty] | #DIVIDE BY ZERO | #DIVIDE BY ZERO
[6 empty] | BT | A314.F71 | [30 empty] | #DIVIDE BY ZERO | #DIVIDE BY ZERO
[5 empty] | A212.X | Maxwell Software Licenses - Bluetooth -Burst type: Bluetooth Basic Rate/ Enhanced Data Rate/ Low Energy -Test function: TRP/ TIS -Instrument: Consistent with the quotation -One license permits one model of communication tester | A314.F711 | [5 empty] | 300 | [9 empty] | M-Class-0.8m | [14 empty] | #DIVIDE BY ZERO | #DIVIDE BY ZERO
[6 empty] | Wi-Fi | A314.F72 | [30 empty] | #DIVIDE BY ZERO | #DIVIDE BY ZERO
[5 empty] | A212.X | Maxwell Software Licenses - Wi-Fi -Standard: IEEE 802.11a/ b/ g/ n/ ac/ ax -Test function: TRP/ TIS -Instrument: Consistent with the quotation -One license permits one model of communication tester | A314.F721 | [5 empty] | 300 | [9 empty] | M-Class-0.8m | [14 empty] | #DIVIDE BY ZERO | #DIVIDE BY ZERO
[6 empty] | Advanced | A314.F8 | 2.5 | [29 empty] | #DIVIDE BY ZERO | #DIVIDE BY ZERO
[6 empty] | Power measurement | A314.F81 | [30 empty] | #DIVIDE BY ZERO | #DIVIDE BY ZERO
[5 empty] | A212.X | Maxwell Software Licenses - Power search -Power scan according TDD or FDD measurement method -Test function: TRP -Instrument: Consistent with the quotation -One license permits one model of spectrum | A314.F811 | [5 empty] | 200 | [9 empty] | M-Class-0.8m | [14 empty] | #DIVIDE BY ZERO | #DIVIDE BY ZERO
[6 empty] | RSE measurement | A314.F82 | [30 empty] | #DIVIDE BY ZERO | #DIVIDE BY ZERO
[6 empty] | Maxwell Software Licenses - RSE -Test function: Spectrum trace -Instrument: Consistent with the quotation -One license permits one model of spectrum | ?? | [30 empty] | #DIVIDE BY ZERO | #DIVIDE BY ZERO
|  | 0 | F |  | A173.PONN | Equipment license | A314.E | 2 |  |  |  |  | 100 | [11 empty] | 100 | 100% |  | 0 | #DIVIDE BY ZERO | #UNPARSEABLE | #BLOCKED |  | 0 | #DIVIDE BY ZERO | 0 | 0 | 0 | #DIVIDE BY ZERO | #DIVIDE BY ZERO
[6 empty] | Communication Tester | A314.E1 | 2.5 | [29 empty] | #DIVIDE BY ZERO | #DIVIDE BY ZERO
[6 empty] | 2/3/4G | A314.E11 | 2.5 | [29 empty] | #DIVIDE BY ZERO | #DIVIDE BY ZERO
[5 empty] | A212.X | Anritsu MT8820C | A314.E111 | [5 empty] | 100 | [9 empty] | M-Class-0.8m | [14 empty] | #DIVIDE BY ZERO | #DIVIDE BY ZERO
[5 empty] | A212.X | Anritsu MT8821C | A314.E112 | [5 empty] | 100 | [9 empty] | M-Class-0.8m | [14 empty] | #DIVIDE BY ZERO | #DIVIDE BY ZERO
[5 empty] | A212.X | Anritsu MT8000A | A314.E113 | [5 empty] | 100 | [9 empty] | M-Class-0.8m | [14 empty] | #DIVIDE BY ZERO | #DIVIDE BY ZERO
[5 empty] | A212.X | R&S CMU200 | A314.E114 | [5 empty] | 100 | [9 empty] | M-Class-0.8m | [14 empty] | #DIVIDE BY ZERO | #DIVIDE BY ZERO
[5 empty] | A212.X | R&S CMW500 | A314.E115 | [5 empty] | 100 | [9 empty] | M-Class-0.8m | [14 empty] | #DIVIDE BY ZERO | #DIVIDE BY ZERO
[5 empty] | A212.X | Keysight E5515C | A314.E116 | [5 empty] | 100 | [9 empty] | M-Class-0.8m | [14 empty] | #DIVIDE BY ZERO | #DIVIDE BY ZERO
[5 empty] | A212.X | Keysight E7515A | A314.E117 | [5 empty] | 100 | [9 empty] | M-Class-0.8m | [14 empty] | #DIVIDE BY ZERO | #DIVIDE BY ZERO
[5 empty] | A212.X | Keysight E7515B | A314.E118 | [5 empty] | 100 | [9 empty] | M-Class-0.8m | [14 empty] | #DIVIDE BY ZERO | #DIVIDE BY ZERO
[5 empty] | A212.X | LitePoint IQGIG | A314.E119 | [5 empty] | 100 | [9 empty] | M-Class-0.8m | [14 empty] | #DIVIDE BY ZERO | #DIVIDE BY ZERO
[5 empty] | A212.X | Star Point 6010 | A314.E120 | [5 empty] | 100 | [9 empty] | M-Class-0.8m | [14 empty] | #DIVIDE BY ZERO | #DIVIDE BY ZERO
[6 empty] | BT/Wi-Fi | A314.E13 | 2.5 | [29 empty] | #DIVIDE BY ZERO | #DIVIDE BY ZERO
[5 empty] | A212.X | Anritsu MT8852A | A314.E131 | [5 empty] | 100 | [9 empty] | M-Class-0.8m | [14 empty] | #DIVIDE BY ZERO | #DIVIDE BY ZERO
[5 empty] | A212.X | Anritsu MT8860C | A314.E132 | [5 empty] | 100 | [9 empty] | M-Class-0.8m | [14 empty] | #DIVIDE BY ZERO | #DIVIDE BY ZERO
[5 empty] | A212.X | Anritsu MT8862A | A314.E133 | [5 empty] | 100 | [9 empty] | M-Class-0.8m | [14 empty] | #DIVIDE BY ZERO | #DIVIDE BY ZERO
[5 empty] | A212.X | R&S CMW500 | A314.E134 | [5 empty] | 100 | [9 empty] | M-Class-0.8m | [14 empty] | #DIVIDE BY ZERO | #DIVIDE BY ZERO
[5 empty] | A212.X | R&S CBT | A314.E135 | [5 empty] | 100 | [9 empty] | M-Class-0.8m | [14 empty] | #DIVIDE BY ZERO | #DIVIDE BY ZERO
[6 empty] | Network Analyzer | A314.E2 | 2.5 | [29 empty] | #DIVIDE BY ZERO | #DIVIDE BY ZERO
[6 empty] | Anritsu | A314.E21 | 2.5 | [29 empty] | #DIVIDE BY ZERO | #DIVIDE BY ZERO
[5 empty] | A212.X | Anritsu MS-4647A | A314.E211 | [5 empty] | 100 | [9 empty] | M-Class-0.8m | [14 empty] | #DIVIDE BY ZERO | #DIVIDE BY ZERO
[5 empty] | A212.X | Anritsu MS-46522A | A314.E212 | [5 empty] | 100 | [9 empty] | M-Class-0.8m | [14 empty] | #DIVIDE BY ZERO | #DIVIDE BY ZERO
[6 empty] | R&S | A314.E22 | 2.5 | [29 empty] | #DIVIDE BY ZERO | #DIVIDE BY ZERO
[5 empty] | A212.X | R&S ZNC | A314.E221 | [5 empty] | 100 | [9 empty] | M-Class-0.8m | [14 empty] | #DIVIDE BY ZERO | #DIVIDE BY ZERO
[5 empty] | A212.X | R&S ZND | A314.E222 | [5 empty] | 100 | [9 empty] | M-Class-0.8m | [14 empty] | #DIVIDE BY ZERO | #DIVIDE BY ZERO
[5 empty] | A212.X | R&S ZVB8 | A314.E223 | [5 empty] | 100 | [9 empty] | M-Class-0.8m | [14 empty] | #DIVIDE BY ZERO | #DIVIDE BY ZERO
[5 empty] | A212.X | R&S ZVC | A314.E224 | [5 empty] | 100 | [9 empty] | M-Class-0.8m | [14 empty] | #DIVIDE BY ZERO | #DIVIDE BY ZERO
[6 empty] | Keysight | A314.E23 | 2.5 | [29 empty] | #DIVIDE BY ZERO | #DIVIDE BY ZERO
[5 empty] | A212.X | Keysight ENA | A314.E231 | [5 empty] | 100 | [9 empty] | M-Class-0.8m | [14 empty] | #DIVIDE BY ZERO | #DIVIDE BY ZERO
[5 empty] | A212.X | Keysight E5063A | A314.E232 | [5 empty] | 100 | [9 empty] | M-Class-0.8m | [14 empty] | #DIVIDE BY ZERO | #DIVIDE BY ZERO
[5 empty] | A212.X | Keysight E5071C | A314.E233 | [5 empty] | 100 | [9 empty] | M-Class-0.8m | [14 empty] | #DIVIDE BY ZERO | #DIVIDE BY ZERO
[5 empty] | A212.X | Keysight E5080A | A314.E234 | [5 empty] | 100 | [9 empty] | M-Class-0.8m | [14 empty] | #DIVIDE BY ZERO | #DIVIDE BY ZERO
[5 empty] | A212.X | Keysight N5225B PNA | A314.E235 | [5 empty] | 100 | [9 empty] | M-Class-0.8m | [14 empty] | #DIVIDE BY ZERO | #DIVIDE BY ZERO
[5 empty] | A212.X | Keysight E5232A | A314.E236 | [5 empty] | 100 | [9 empty] | M-Class-0.8m | [14 empty] | #DIVIDE BY ZERO | #DIVIDE BY ZERO
[5 empty] | A212.X | Keysight E8362B PNA | A314.E237 | [5 empty] | 100 | [9 empty] | M-Class-0.8m | [14 empty] | #DIVIDE BY ZERO | #DIVIDE BY ZERO
[6 empty] | Other Brands | A314.E29 | 2.5 | [29 empty] | #DIVIDE BY ZERO | #DIVIDE BY ZERO
[5 empty] | A212.X | Advantest R3965CG | A314.E291 | [5 empty] | 100 | [9 empty] | M-Class-0.8m | [14 empty] | #DIVIDE BY ZERO | #DIVIDE BY ZERO
[5 empty] | A212.X | Ceyear 3672 | A314.E292 | [5 empty] | 100 | [9 empty] | M-Class-0.8m | [14 empty] | #DIVIDE BY ZERO | #DIVIDE BY ZERO
[6 empty] | Turntable | A314.E3 | 2.5 | [29 empty] | #DIVIDE BY ZERO | #DIVIDE BY ZERO
[5 empty] | A212.X | Atenlab | A314.E311 | [5 empty] | 100 | [9 empty] | M-Class-0.8m | [14 empty] | #DIVIDE BY ZERO | #DIVIDE BY ZERO
[5 empty] | A212.X | Atenlab Probe Axis | A314.E312 | [30 empty] | #DIVIDE BY ZERO | #DIVIDE BY ZERO
[5 empty] | A212.X | ETS 2090 | A314.E313 | [5 empty] | 100 | [9 empty] | M-Class-0.8m | [14 empty] | #DIVIDE BY ZERO | #DIVIDE BY ZERO
[5 empty] | A212.X | EMEC Positioner | A314.E314 | [5 empty] | 100 | [9 empty] | M-Class-0.8m | [14 empty] | #DIVIDE BY ZERO | #DIVIDE BY ZERO
[5 empty] | A212.X | TRC Positioner | A314.E315 | [5 empty] | 100 | [9 empty] | M-Class-0.8m | [14 empty] | #DIVIDE BY ZERO | #DIVIDE BY ZERO
[5 empty] | A212.X | MF Positioner | A314.E316 | [5 empty] | 100 | [9 empty] | M-Class-0.8m | [14 empty] | #DIVIDE BY ZERO | #DIVIDE BY ZERO
[6 empty] | RF Switch | A314.E4 | 2.5 | [29 empty] | #DIVIDE BY ZERO | #DIVIDE BY ZERO
[5 empty] | A212.X | Atenlab | A314.E411 | [5 empty] | 100 | [9 empty] | M-Class-0.8m | [14 empty] | #DIVIDE BY ZERO | #DIVIDE BY ZERO
[5 empty] | A212.X | ETS | A314.E412 | [5 empty] | 100 | [9 empty] | M-Class-0.8m | [14 empty] | #DIVIDE BY ZERO | #DIVIDE BY ZERO
[5 empty] | A212.X | Keysight 3499 | A314.E413 | [5 empty] | 100 | [9 empty] | M-Class-0.8m | [14 empty] | #DIVIDE BY ZERO | #DIVIDE BY ZERO
[5 empty] | A212.X | TRC Switch | A314.E414 | [5 empty] | 100 | [9 empty] | M-Class-0.8m | [14 empty] | #DIVIDE BY ZERO | #DIVIDE BY ZERO
3-量產 |  |  |  |  | A31 | 313-OTA Calibration MWK | A313 | 1 |  |  |  |  | 600 | [9 empty] | Q21105-WNC
3-量產 |  |  |  |  | A31 | 315-EMC 量測軟體 MWC | A315 | 1 |  |  |  |  | 600 | [9 empty] | Q21105-WNC
|  | 0 | F |  | A173.PONN | Software main frame | A311.A05 | 2 | [17 empty] | #DIVIDE BY ZERO |  | 0 | #DIVIDE BY ZERO | #UNPARSEABLE | #BLOCKED |  | 0 | #DIVIDE BY ZERO | 0 | 0 | 0 | #DIVIDE BY ZERO | #DIVIDE BY ZERO
[6 empty] | Software | A315.S1 | 2.5
[6 empty] | MW5 Maxwell OTA Measurement software | A315.S111 | 3
|  | 0 | F |  | A173.PONN | Function license | A315.C | 2 | [17 empty] | #DIVIDE BY ZERO |  | 0 | #DIVIDE BY ZERO | #UNPARSEABLE | #BLOCKED |  | 0 | #DIVIDE BY ZERO | 0 | 0 | 0 | #DIVIDE BY ZERO | #DIVIDE BY ZERO
[6 empty] | Passive | A315.F1 | 2.5 | [29 empty] | #DIVIDE BY ZERO | #DIVIDE BY ZERO
[6 empty] | Regular | A315.F11 | 2.5 | [29 empty] | #DIVIDE BY ZERO | #DIVIDE BY ZERO
[5 empty] | A212.X | Maxwell Software Licenses - Passive regular -2D/3D Antenna measurement -Test result: Antenna efficiency, gain pattern, peak gain -Instrument: Consistent with the quotation -One license permits one model of network analyzer | A315.F111 | 3 |  |  |  |  | 300 | [9 empty] | M-Class-0.8m | [14 empty] | #DIVIDE BY ZERO | #DIVIDE BY ZERO
[6 empty] | Advanced | A315.F12 | 2.5 | [29 empty] | #DIVIDE BY ZERO | #DIVIDE BY ZERO
[6 empty] | Maxwell Software Licenses - Passive advanced -3D Antenna measurement -Antenna efficiency, gain pattern, peak gain, phase pattern -Axial ratio -Instrument: Consistent with the quotation -One license permits one model of network analyzer | A315.F121 | 3 |  |  |  |  | 300 | [24 empty] | #DIVIDE BY ZERO | #DIVIDE BY ZERO
[6 empty] | Maxwell Software Licenses - Passive advanced -ECC -Similarity comparison -Instrument: Consistent with the quotation -One license permits one model of network analyzer | A315.F122 | 3 | [29 empty] | #DIVIDE BY ZERO | #DIVIDE BY ZERO
[6 empty] | Maxwell Software Licenses - Passive advanced -3D Antenna measurement -Antenna efficiency, gain pattern, peak gain, phase pattern -Phase center calculation -Instrument: Consistent with the quotation -One license permits one model of network analyzer | A315.F123 | 3 | [29 empty] | #DIVIDE BY ZERO | #DIVIDE BY ZERO
[6 empty] | Maxwell Software Licenses - Passive advanced -3D Antenna measurement -Antenna efficiency, gain pattern, peak gain, phase pattern -Near-field to far-field calculation -Instrument: Consistent with the quotation -One license permits one model of network analyzer | A315.F124 | 3 | [29 empty] | #DIVIDE BY ZERO | #DIVIDE BY ZERO
[6 empty] | Maxwell Software Licenses - Passive advanced -CST MWS report support -Instrument: Consistent with the quotation -One license permits one model of network analyzer | A315.F125 | 3 | [29 empty] | #DIVIDE BY ZERO | #DIVIDE BY ZERO
[6 empty] | Cellular | A315.F2 | 2.5 | [29 empty] | #DIVIDE BY ZERO | #DIVIDE BY ZERO
[6 empty] | 5G | A315.F25 | 2.5 | [29 empty] | #DIVIDE BY ZERO | #DIVIDE BY ZERO
[5 empty] | A212.X | Maxwell Software Licenses - 5GNR FR1 -EUT model: Base Station/ UE -Test function: TRP/ TIS -Test method: Constant step/ constant density -Instrument: Consistent with the quotation -One license permits one model of communication tester | A315.F251 | [5 empty] | 600 | [9 empty] | M-Class-0.8m | [14 empty] | #DIVIDE BY ZERO | #DIVIDE BY ZERO
[5 empty] | A212.X | Maxwell Software Licenses - 5GNR FR2 -EUT model: Base Station/ UE -Test function: TRP/ TIS/ ACLR/ OBUE/ EVM/ SEM -Test method: Constant step/ constant density -Instrument: Consistent with the quotation -One license permits one model of communication tester | A315.F252 | [5 empty] | 600 | [9 empty] | M-Class-0.8m | [14 empty] | #DIVIDE BY ZERO | #DIVIDE BY ZERO
[6 empty] | Advanced | A315.F8 | 2.5 | [29 empty] | #DIVIDE BY ZERO | #DIVIDE BY ZERO
[6 empty] | Power measurement | A315.F81 | [30 empty] | #DIVIDE BY ZERO | #DIVIDE BY ZERO
[5 empty] | A212.X | Maxwell Software Licenses - Power search -Power scan according TDD or FDD measurement method -Test function: TRP -Instrument: Consistent with the quotation -One license permits one model of spectrum | A315.F811 | [5 empty] | 200 | [9 empty] | M-Class-0.8m | [14 empty] | #DIVIDE BY ZERO | #DIVIDE BY ZERO
|  | 0 | F |  | A173.PONN | Equipment license | A315.E | 2 |  |  |  |  | 100 | [11 empty] | 100 | 100% |  | 0 | #DIVIDE BY ZERO | #UNPARSEABLE | #BLOCKED |  | 0 | #DIVIDE BY ZERO | 0 | 0 | 0 | #DIVIDE BY ZERO | #DIVIDE BY ZERO
[6 empty] | Communication Tester | A314.E1 | 2.5 | [29 empty] | #DIVIDE BY ZERO | #DIVIDE BY ZERO
[6 empty] | 5GNR | A314.E11 | 2.5 | [29 empty] | #DIVIDE BY ZERO | #DIVIDE BY ZERO
[5 empty] | A212.X | Anritsu MT8821C | A314.E111 | [5 empty] | 100 | [9 empty] | M-Class-0.8m | [14 empty] | #DIVIDE BY ZERO | #DIVIDE BY ZERO
[5 empty] | A212.X | Anritsu MT8000A | A314.E112 | [5 empty] | 100 | [9 empty] | M-Class-0.8m | [14 empty] | #DIVIDE BY ZERO | #DIVIDE BY ZERO
[5 empty] | A212.X | R&S CMX500 | A314.E113 | [5 empty] | 100 | [9 empty] | M-Class-0.8m | [14 empty] | #DIVIDE BY ZERO | #DIVIDE BY ZERO
[5 empty] | A212.X | Keysight E7515B | A314.E114 | [5 empty] | 100 | [9 empty] | M-Class-0.8m | [14 empty] | #DIVIDE BY ZERO | #DIVIDE BY ZERO
[5 empty] | A212.X | Star Point 5G | A314.E115 | [5 empty] | 100 | [9 empty] | M-Class-0.8m | [14 empty] | #DIVIDE BY ZERO | #DIVIDE BY ZERO
[6 empty] | Network Analyzer | A314.E2 | 2.5 | [29 empty] | #DIVIDE BY ZERO | #DIVIDE BY ZERO
[6 empty] | Anritsu | A314.E21 | 2.5 | [29 empty] | #DIVIDE BY ZERO | #DIVIDE BY ZERO
[5 empty] | A212.X | Anritsu MS-4647A | A314.E211 | [5 empty] | 100 | [9 empty] | M-Class-0.8m | [14 empty] | #DIVIDE BY ZERO | #DIVIDE BY ZERO
[5 empty] | A212.X | Anritsu MS-46522A | A314.E212 | [5 empty] | 100 | [9 empty] | M-Class-0.8m | [14 empty] | #DIVIDE BY ZERO | #DIVIDE BY ZERO
[6 empty] | R&S | A314.E22 | 2.5 | [29 empty] | #DIVIDE BY ZERO | #DIVIDE BY ZERO
[5 empty] | A212.X | R&S ZNC | A314.E221 | [5 empty] | 100 | [9 empty] | M-Class-0.8m | [14 empty] | #DIVIDE BY ZERO | #DIVIDE BY ZERO
[5 empty] | A212.X | R&S ZND | A314.E222 | [5 empty] | 100 | [9 empty] | M-Class-0.8m | [14 empty] | #DIVIDE BY ZERO | #DIVIDE BY ZERO
[5 empty] | A212.X | R&S ZVB8 | A314.E223 | [5 empty] | 100 | [9 empty] | M-Class-0.8m | [14 empty] | #DIVIDE BY ZERO | #DIVIDE BY ZERO
[5 empty] | A212.X | R&S ZVC | A314.E224 | [5 empty] | 100 | [9 empty] | M-Class-0.8m | [14 empty] | #DIVIDE BY ZERO | #DIVIDE BY ZERO
[6 empty] | Keysight | A314.E23 | 2.5 | [29 empty] | #DIVIDE BY ZERO | #DIVIDE BY ZERO
[5 empty] | A212.X | Keysight ENA | A314.E231 | [5 empty] | 100 | [9 empty] | M-Class-0.8m | [14 empty] | #DIVIDE BY ZERO | #DIVIDE BY ZERO
[5 empty] | A212.X | Keysight E5063A | A314.E232 | [5 empty] | 100 | [9 empty] | M-Class-0.8m | [14 empty] | #DIVIDE BY ZERO | #DIVIDE BY ZERO
[5 empty] | A212.X | Keysight E5071C | A314.E233 | [5 empty] | 100 | [9 empty] | M-Class-0.8m | [14 empty] | #DIVIDE BY ZERO | #DIVIDE BY ZERO
[5 empty] | A212.X | Keysight E5080A | A314.E234 | [5 empty] | 100 | [9 empty] | M-Class-0.8m | [14 empty] | #DIVIDE BY ZERO | #DIVIDE BY ZERO
[5 empty] | A212.X | Keysight N5225B PNA | A314.E235 | [5 empty] | 100 | [9 empty] | M-Class-0.8m | [14 empty] | #DIVIDE BY ZERO | #DIVIDE BY ZERO
[5 empty] | A212.X | Keysight E5232A | A314.E236 | [5 empty] | 100 | [9 empty] | M-Class-0.8m | [14 empty] | #DIVIDE BY ZERO | #DIVIDE BY ZERO
[5 empty] | A212.X | Keysight E8362B PNA | A314.E237 | [5 empty] | 100 | [9 empty] | M-Class-0.8m | [14 empty] | #DIVIDE BY ZERO | #DIVIDE BY ZERO
[6 empty] | Other Brands | A314.E29 | 2.5 | [29 empty] | #DIVIDE BY ZERO | #DIVIDE BY ZERO
[5 empty] | A212.X | Advantest R3965CG | A314.E291 | [5 empty] | 100 | [9 empty] | M-Class-0.8m | [14 empty] | #DIVIDE BY ZERO | #DIVIDE BY ZERO
[5 empty] | A212.X | Ceyear 3672 | A314.E292 | [5 empty] | 100 | [9 empty] | M-Class-0.8m | [14 empty] | #DIVIDE BY ZERO | #DIVIDE BY ZERO
[6 empty] | Turntable | A314.E3 | 2.5 | [29 empty] | #DIVIDE BY ZERO | #DIVIDE BY ZERO
[5 empty] | A212.X | Atenlab | A314.E311 | [5 empty] | 100 | [9 empty] | M-Class-0.8m | [14 empty] | #DIVIDE BY ZERO | #DIVIDE BY ZERO
[5 empty] | A212.X | ETS 2090 | A314.E312 | [5 empty] | 100 | [9 empty] | M-Class-0.8m | [14 empty] | #DIVIDE BY ZERO | #DIVIDE BY ZERO
[5 empty] | A212.X | EMEC Positioner | A314.E313 | [5 empty] | 100 | [9 empty] | M-Class-0.8m | [14 empty] | #DIVIDE BY ZERO | #DIVIDE BY ZERO
[5 empty] | A212.X | TRC Positioner | A314.E314 | [5 empty] | 100 | [9 empty] | M-Class-0.8m | [14 empty] | #DIVIDE BY ZERO | #DIVIDE BY ZERO
[5 empty] | A212.X | MF Positioner | A314.E315 | [5 empty] | 100 | [9 empty] | M-Class-0.8m | [14 empty] | #DIVIDE BY ZERO | #DIVIDE BY ZERO
[6 empty] | RF Switch | A314.E4 | 2.5 | [29 empty] | #DIVIDE BY ZERO | #DIVIDE BY ZERO
[5 empty] | A212.X | Atenlab | A314.E411 | [5 empty] | 100 | [9 empty] | M-Class-0.8m | [14 empty] | #DIVIDE BY ZERO | #DIVIDE BY ZERO
[5 empty] | A212.X | ETS | A314.E412 | [5 empty] | 100 | [9 empty] | M-Class-0.8m | [14 empty] | #DIVIDE BY ZERO | #DIVIDE BY ZERO
[5 empty] | A212.X | Keysight 3499 | A314.E413 | [5 empty] | 100 | [9 empty] | M-Class-0.8m | [14 empty] | #DIVIDE BY ZERO | #DIVIDE BY ZERO
[5 empty] | A212.X | TRC Switch | A314.E414 | [5 empty] | 100 | [9 empty] | M-Class-0.8m | [14 empty] | #DIVIDE BY ZERO | #DIVIDE BY ZERO
1-評估 | 1 | 1 |  |  | A3 | A33-管理軟體 | A33 |  |  |  | 5 | 1 |  | 50 | 200 |  |  | 1000 | 750 | 75% | 25% | 25% | 1/30前完成資料
3-量產 |  |  |  |  | A31 | 331-ERP | A331 | 1 |  |  |  |  | 300
|  | 0 | F |  | A173.PONN | Software main frame | A331.S | 2 | [17 empty] | #DIVIDE BY ZERO |  | 0 | #DIVIDE BY ZERO | #UNPARSEABLE | #BLOCKED |  | 0 | #DIVIDE BY ZERO | 0 | 0 | 0 | #DIVIDE BY ZERO | #DIVIDE BY ZERO
[6 empty] | Software | A331.S1 | 2.5
[6 empty] | MWT Maxwell Wi-Fi Throughput software | A331.S111 | 3
|  | 0 | F |  | A173.PONN | Equipment license | A331.E | 2 | [17 empty] | #DIVIDE BY ZERO |  | 0 | #DIVIDE BY ZERO | #UNPARSEABLE | #BLOCKED |  | 0 | #DIVIDE BY ZERO | 0 | 0 | 0 | #DIVIDE BY ZERO | #DIVIDE BY ZERO
[6 empty] | IxChariot | A331.E1 | 2.5 | [29 empty] | #DIVIDE BY ZERO | #DIVIDE BY ZERO
[5 empty] | #UNPARSEABLE | MWT Maxwell Throughput Software -Measurement base on IxChariot -IxChariot application program and license are excluded | A331.E111 | [5 empty] | 300 | 50 | 240
[6 empty] | iPerf | A331.E2 | 2.5 | [29 empty] | #DIVIDE BY ZERO | #DIVIDE BY ZERO
[5 empty] | #UNPARSEABLE | MWT Maxwell Throughput Software -Measurement base on iPerf -iPerf appliction and license are excluded | A331.E211 | [5 empty] | 300 | 50 | 240
|  | 0 | F |  | A173.PONN | 802.11 support | A331.F | 2 | [17 empty] | #DIVIDE BY ZERO |  | 0 | #DIVIDE BY ZERO | #UNPARSEABLE | #BLOCKED |  | 0 | #DIVIDE BY ZERO | 0 | 0 | 0 | #DIVIDE BY ZERO | #DIVIDE BY ZERO
[6 empty] | New install | A331.F1 | 2.5 | [29 empty] | #DIVIDE BY ZERO | #DIVIDE BY ZERO
[5 empty] | #UNPARSEABLE | MWT Maxwell Throughput Software -IEEE 802.11a/b/g/n/ac/ax test function | A331.F111 | [5 empty] | 150
[6 empty] | Upgrade | A331.F2 | 2.5 | [29 empty] | #DIVIDE BY ZERO | #DIVIDE BY ZERO
[5 empty] | #UNPARSEABLE | MWT Maxwell Throughput Software -IEEE 802.11a/b/g/n/ac/ax test function upgrade | A331.F211 | [5 empty] | 150
3-量產 |  |  |  |  | A31 | 339-客製化Customized software | A339 | 1 |  |  |  |  | 300
|  | 0 | F |  | A173.PONN | ERP板模進銷存軟體 | A339.S | 2 | [17 empty] | #DIVIDE BY ZERO |  | 0 | #DIVIDE BY ZERO | #UNPARSEABLE | #BLOCKED |  | 0 | #DIVIDE BY ZERO | 0 | 0 | 0 | #DIVIDE BY ZERO | #DIVIDE BY ZERO
[6 empty] | 1.1 軟體功能: 1.1.1 營運儀錶板 1.1.2 物料資產中心 1.1.3 入庫管理 1.1.4 出庫管理 | A339 | 2.5
1-評估 | 1 | 1 |  |  | A3 | A35-Products of Atenlab Service工程服務 | A35 |  |  |  | 5 | 1 |  | 50 | 200 |  |  | 1000 | 750 | 75% | 25% | 25% | 1/30前完成資料
[5 empty] | #UNPARSEABLE | 系統搬遷 | A351 | 1 |  |  |  |  | 300
|  | 0 | F |  | A173.PONN | xxxxxxxxxxxxx | A351.S | 2 | [17 empty] | #DIVIDE BY ZERO |  | 0 | #DIVIDE BY ZERO | #UNPARSEABLE | #BLOCKED |  | 0 | #DIVIDE BY ZERO | 0 | 0 | 0 | #DIVIDE BY ZERO | #DIVIDE BY ZERO
[5 empty] | #UNPARSEABLE | xxxxxxxxxxxxx | A351.S1 | 2.5
[6 empty] | xxxxxxxxxxxxx | A351.S111 | 3
[5 empty] | #UNPARSEABLE | 隔離室搬遷 | A352 | 1 |  |  |  |  | 300
|  | 0 | F |  | A173.PONN | xxxxxxxxxxxxx | A352.S | 2 | [17 empty] | #DIVIDE BY ZERO |  | 0 | #DIVIDE BY ZERO | #UNPARSEABLE | #BLOCKED |  | 0 | #DIVIDE BY ZERO | 0 | 0 | 0 | #DIVIDE BY ZERO | #DIVIDE BY ZERO
[5 empty] | #UNPARSEABLE | xxxxxxxxxxxxx | A351.S1 | 2.5
[6 empty] | xxxxxxxxxxxxx | A351.S111 | 3
[5 empty] | #UNPARSEABLE | 檢測費/差旅費/實驗室租賃/十大的東西給別人校 | A353 | 1 |  |  |  |  | 300
[5 empty] | #UNPARSEABLE | 維修 | A354 | 1 |  |  |  |  | 300
[5 empty] | #UNPARSEABLE | 355充電樁安裝 | A355 | 1 |  |  |  |  | 300
1-評估 | 1 | 1 |  |  | A3 | A36-租賃 | A36 |  |  |  | 0 | 1 |  | 50 | 200 |  |  | 0 | 0 | #DIVIDE BY ZERO | 0% | 0% | 1/30前完成資料
[5 empty] | #UNPARSEABLE | TDR quality measurement software (負責人Billy) | A361 | [5 empty] | 300
|  | 0 | F |  | A173.PONN | Software main frame | A361.S | 2 | [17 empty] | #DIVIDE BY ZERO |  | 0 | #DIVIDE BY ZERO | #UNPARSEABLE | #BLOCKED |  | 0 | #DIVIDE BY ZERO | 0 | 0 | 0 | #DIVIDE BY ZERO | #DIVIDE BY ZERO
[6 empty] | Software | A361.S1 | 2.5
[6 empty] | TDR quality measurement software | A361.S111 | 3
[6 empty] | Function license | A361.F
[6 empty] | Data transfer quality | A361.F1 | 2.5
[5 empty] | A212.X | Maxwell Software Licenses - TDR -Data transfer quality measurement | A361.F111 | [5 empty] | 300 | [9 empty] | M-Class-0.8m | [14 empty] | #DIVIDE BY ZERO | #DIVIDE BY ZERO
|  | 0 | F |  | A173.PONN | Equipment license | A361.E | 2 | [17 empty] | #DIVIDE BY ZERO |  | 0 | #DIVIDE BY ZERO | #UNPARSEABLE | #BLOCKED |  | 0 | #DIVIDE BY ZERO | 0 | 0 | 0 | #DIVIDE BY ZERO | #DIVIDE BY ZERO
[6 empty] | Network Analyzer | A361.E1 | 2.5 | [29 empty] | #DIVIDE BY ZERO | #DIVIDE BY ZERO
[6 empty] | Anritsu | A361.E11 | 2.5 | [29 empty] | #DIVIDE BY ZERO | #DIVIDE BY ZERO
[5 empty] | A212.X | Anritsu MS-4647A | A361.E111 | [5 empty] | 100 | [9 empty] | M-Class-0.8m | [14 empty] | #DIVIDE BY ZERO | #DIVIDE BY ZERO
[5 empty] | A212.X | Anritsu MS-46522A | A361.E112 | [5 empty] | 100 | [9 empty] | M-Class-0.8m | [14 empty] | #DIVIDE BY ZERO | #DIVIDE BY ZERO
[6 empty] | R&S | A361.E12 | 2.5 | [29 empty] | #DIVIDE BY ZERO | #DIVIDE BY ZERO
[5 empty] | A212.X | R&S ZNC | A361.E121 | [5 empty] | 100 | [9 empty] | M-Class-0.8m | [14 empty] | #DIVIDE BY ZERO | #DIVIDE BY ZERO
[5 empty] | A212.X | R&S ZND | A361.E122 | [5 empty] | 100 | [9 empty] | M-Class-0.8m | [14 empty] | #DIVIDE BY ZERO | #DIVIDE BY ZERO
[5 empty] | A212.X | R&S ZVB8 | A361.E123 | [5 empty] | 100 | [9 empty] | M-Class-0.8m | [14 empty] | #DIVIDE BY ZERO | #DIVIDE BY ZERO
[5 empty] | A212.X | R&S ZVC | A361.E124 | [5 empty] | 100 | [9 empty] | M-Class-0.8m | [14 empty] | #DIVIDE BY ZERO | #DIVIDE BY ZERO
[6 empty] | Keysight | A361.E13 | 2.5 | [29 empty] | #DIVIDE BY ZERO | #DIVIDE BY ZERO
[5 empty] | A212.X | Keysight ENA | A361.E131 | [5 empty] | 100 | [9 empty] | M-Class-0.8m | [14 empty] | #DIVIDE BY ZERO | #DIVIDE BY ZERO
[5 empty] | A212.X | Keysight E5063A | A361.E132 | [5 empty] | 100 | [9 empty] | M-Class-0.8m | [14 empty] | #DIVIDE BY ZERO | #DIVIDE BY ZERO
[5 empty] | A212.X | Keysight E5071C | A361.E133 | [5 empty] | 100 | [9 empty] | M-Class-0.8m | [14 empty] | #DIVIDE BY ZERO | #DIVIDE BY ZERO
[5 empty] | A212.X | Keysight E5080A | A361.E134 | [5 empty] | 100 | [9 empty] | M-Class-0.8m | [14 empty] | #DIVIDE BY ZERO | #DIVIDE BY ZERO
[5 empty] | A212.X | Keysight N5225B PNA | A361.E135 | [5 empty] | 100 | [9 empty] | M-Class-0.8m | [14 empty] | #DIVIDE BY ZERO | #DIVIDE BY ZERO
[5 empty] | A212.X | Keysight E5232A | A361.E136 | [5 empty] | 100 | [9 empty] | M-Class-0.8m | [14 empty] | #DIVIDE BY ZERO | #DIVIDE BY ZERO
[5 empty] | A212.X | Keysight E8362B PNA | A361.E137 | [5 empty] | 100 | [9 empty] | M-Class-0.8m | [14 empty] | #DIVIDE BY ZERO | #DIVIDE BY ZERO
[6 empty] | Other Brands | A361.E19 | 2.5 | [29 empty] | #DIVIDE BY ZERO | #DIVIDE BY ZERO
[5 empty] | A212.X | Advantest R3965CG | A361.E191 | [5 empty] | 100 | [9 empty] | M-Class-0.8m | [14 empty] | #DIVIDE BY ZERO | #DIVIDE BY ZERO
[5 empty] | A212.X | Ceyear 3672 | A361.E192 | [5 empty] | 100 | [9 empty] | M-Class-0.8m | [14 empty] | #DIVIDE BY ZERO | #DIVIDE BY ZERO
1-評估 | 1 | 1 |  |  | A3 | A37-校驗 (不含硬體) | A37 |  |  |  | 0 | 1 |  | 50 | 200 |  |  | 0 | 0 | #DIVIDE BY ZERO | 0% | 0%
[5 empty] | A31 | 系統校驗 | A371
|  | 0 | F |  | A173.PONN | Calibration Service | A371.S | 2 | [17 empty] | #DIVIDE BY ZERO |  | 0 | #DIVIDE BY ZERO | #UNPARSEABLE | #BLOCKED |  | 0 | #DIVIDE BY ZERO | 0 | 0 | 0 | #DIVIDE BY ZERO | #DIVIDE BY ZERO
[6 empty] | Software | A371.S1 | 2.5
[5 empty] | #UNPARSEABLE | MWK Maxwell OTA Calibration software | A371.S111
1-評估 | 1 | 1 |  |  | A3 | A38-無人載具協作軟體 | A32 |  |  |  | 5 | 1 |  | 50 | 200 |  |  | 1000 | 750 | 75% | 25% | 25% | 1/30前完成資料
3-量產 |  |  |  |  | A31 | xxxxxxxxxxxx |  | 1 |  |  |  |  | 600 | [9 empty] | Q21105-WNC
|  | 0 | F |  | A173.PONN | xxxxxxxxxxxxx |  | 2 | [17 empty] | #DIVIDE BY ZERO |  | 0 | #DIVIDE BY ZERO | #UNPARSEABLE | #BLOCKED |  | 0 | #DIVIDE BY ZERO | 0 | 0 | 0 | #DIVIDE BY ZERO | #DIVIDE BY ZERO
[6 empty] | xxxxxxxx |  | 2.5
1-評估 | 1 | 1 |  |  | A3 | A39-Other Service | A39 |  |  |  |  | 1 | [5 empty] | 0 | 0 | #DIVIDE BY ZERO | 0% | 0% | 未來需再把客製軟體同步到主程式中, 一併維護
[6 empty] | Regular Customization | A391 | 1
[6 empty] | Software main frame | A391.S | 2
[6 empty] | Software | A391.S1 | 2.5
[6 empty] | MWCM Maxwell Customization Measurement Software | A391.S111 | 3
[6 empty] | Function license | A391.F | 2
[6 empty] | Wi-Fi Non-signaling OTA (負責人Daniel) | A391.F1 | 2.5
[6 empty] | Wi-Fi Non-signaling OTA -Wi-Fi 6E upgrade -Customization for HTC | A391.F111 | 3
[6 empty] | Throughput Report Maker (負責人Daniel) | A391.F2 | 2.5
[6 empty] | Report Maker V1.0 -Report exporter -Customization for Dekra | A391.F211 | 3
[6 empty] | Dual Slant software (負責人Billy) | A391.F3 | 2.5
[6 empty] | Dual Slant Software -Customization for Gemtek | A391.F311 | 3
1-評估 | [5 empty] | A4-Upgrades (由1改4) | A4 | [10 empty] | 7600 | 3700 | 48.68% | 8.212% | 11.3%
1-評估 | 1 | 1 |  |  | A4 | OTAP OTA Solution Upgrade (A411/413/431) | A41 | 1 | 隔離室 |  | 3 | 1 | 1500 | 500 | 1000 | 66.67% | 50% | 3000 | 1500 | 50% | 39.47% | 40.54% | 1/30前完成資料
1-評估 |  | 0 |  |  |  | R2 Training | A452.U | [18 empty] | #DIVIDE BY ZERO |  | 0 | #DIVIDE BY ZERO |  | #DIVIDE BY ZERO |  | 0 | #DIVIDE BY ZERO
6 |  |  | F |  | A41 | OTAP-A Cellular Solution Upgrade | A411 | 1 | A1/A2/A3/A4/A6/A8/A9 | [6 empty] | #DIVIDE BY ZERO | #DIVIDE BY ZERO
3-量產 |  | 7 | F |  | A116.PONN | OTAP Anechoic Chamber Upgrade | A411.A | 2.5 | [17 empty] | #DIVIDE BY ZERO |  | 0 | #DIVIDE BY ZERO | #UNPARSEABLE | #BLOCKED |  | 0 | #DIVIDE BY ZERO | 0 | 0 | 0 | #DIVIDE BY ZERO | #DIVIDE BY ZERO
0-未開 |  | 0 | R |  | A116.A | SE-R2 OTA Shielding Room (Middle) | A411.A11 | [18 empty] | #DIVIDE BY ZERO |  | 0 | #DIVIDE BY ZERO | #UNPARSEABLE | #BLOCKED |  | 0 | #DIVIDE BY ZERO | 0 | 0 | 0 | #DIVIDE BY ZERO | #DIVIDE BY ZERO
0-未開 |  | 4 | R |  | A116.A | SE-D2 Shielding Swing Door | A411.A13 | [30 empty] | #DIVIDE BY ZERO | #DIVIDE BY ZERO
0-未開 |  | 0 |  |  | A173.A05 | SE-D22 Flat Shielding Swing Door -Dimension W1.0 x H2.0m -Blade contact auto-latching -Manual operation for emergency | A411.A131 | [6 empty] | 6.2 | [23 empty] | #DIVIDE BY ZERO | #DIVIDE BY ZERO
0-未開 |  | 0 |  |  | A173.A05 | SE-D22 Flat Shielding Swing Door (R2/A2 set) -Dimension W50 x H56 cm -Blade contact auto-latching | A411.A133 | [6 empty] | 0 | [23 empty] | #DIVIDE BY ZERO | #DIVIDE BY ZERO
0-未開 |  | 0 |  |  | A173.A05 | SE-D21 Flat Shielding Swing Door -Dimension W1.0 x H1.0m -Blade contact auto-latching | A411.A135 | [6 empty] | 6.2 | [23 empty] | #DIVIDE BY ZERO | #DIVIDE BY ZERO
0-未開 |  | 0 |  |  | A173.A05 | SE-D21 Flat Shielding Swing Door -Dimension W1.5 x H2.0m -Blade contact auto-latching -Manual operation for emergency | A411.A137 | [6 empty] | 6.2 | [23 empty] | #DIVIDE BY ZERO | #DIVIDE BY ZERO
3-量產 |  |  | R |  | A118.A | SE-A1 Access panel | A411.A07
[5 empty] | A211.F1 | SE-A23 Access panel (OTA Standard) -Dimension: H30 x W30 cm -SMA Jack to Jack x 10 -2" Waveguide tube for extension cable through, 1 set | A411.A071 | [6 empty] | 20 | [23 empty] | #DIVIDE BY ZERO | #DIVIDE BY ZERO
[5 empty] | A211.F1 | SE-A23 Access panel (OTA Standard +Tput 8x8) -Dimension: H30 x W30 cm -SMA Jack to Jack x 20 -2" Waveguide tube for extension cable through, 1 set | A411.A073 | [6 empty] | 20 | [23 empty] | #DIVIDE BY ZERO | #DIVIDE BY ZERO
[5 empty] | A211.F1 | SE-A29 Access panel refit -Add SMA Jack to Jack x 10 | A411.A079 | [30 empty] | #DIVIDE BY ZERO | #DIVIDE BY ZERO
0-未開 |  | Y |  |  | A211.PON | SE-H Shielding Honeycomb Air Vent | A411.A19
[6 empty] | SE-H23 Shielding Honeycomb Air Vent -Dimension: 0.3 x 0.3m (L/W) -Shielding effective: 30M - 18GHz > 100dB | A411.A191 | [30 empty] | #DIVIDE BY ZERO | #DIVIDE BY ZERO
[6 empty] | SE-H23 Shielding Honeycomb Air Vent -Dimension: 0.3 x 0.3m (L/W) -Shielding effective: 0.03 - 50GHz > 100dB | A411.A193 | [30 empty] | #DIVIDE BY ZERO | #DIVIDE BY ZERO
M |  |  | R |  | A116.A | AB-X1 EPP Absorber Set | A411.A61
[5 empty] | A212.X | AB-X12 EPP Pyramid Absorber | A411.A31 | [30 empty] | #DIVIDE BY ZERO | #DIVIDE BY ZERO
[5 empty] | A212.X | AB-X12-03 EPP 5.5cm Height Pyramid Absorber -Material: Expandable Polypropylene -Frequency: 0.1 - 110GHz -Dimension: L30.0 x W30.0 x H5.5cm -RoHS & REACH Compliant | A411.A311 | [6 empty] | 0.203 | [23 empty] | #DIVIDE BY ZERO | #DIVIDE BY ZERO
[5 empty] | A212.X | AB-X12-30 EPP 30cm Height Pyramid Absorber -Material: Expandable Polypropylene -Frequency: 0.1 - 110GHz -Dimension: L60.0 x W60.0 x H30.0cm -RoHS & REACH Compliant | A411.A313 | [6 empty] | 1.525 | [23 empty] | #DIVIDE BY ZERO | #DIVIDE BY ZERO
[5 empty] | A212.X | AB-X12-60 EPP 60cm Height Pyramid Absorber -Material: Expandable Polypropylene -Frequency: 0.1 - 110GHz -Dimension: L60.0 x W60.0 x H60.0cm -RoHS & REACH Compliant | A411.A315 | [6 empty] | 3.3188 | [23 empty] | #DIVIDE BY ZERO | #DIVIDE BY ZERO
[5 empty] | A212.X | AB-X14 EPP Flatten Absorber | A411.A33 | [30 empty] | #DIVIDE BY ZERO | #DIVIDE BY ZERO
[5 empty] | A212.X | AB-X14-03 RF EPP Flatten Absorber -Material: Expandable Polypropylene -Frequency: 0.1 - 110GHz -Dimension: L30.0 x W30.0 x H3.0cm -RoHS & REACH Compliant | A411.A331 | [6 empty] | 0.19 | [23 empty] | #DIVIDE BY ZERO | #DIVIDE BY ZERO
|  |  | R |  | A116.A | AB-X19 EPP Absorber sets | A411.A39
[5 empty] | A212.X | AB-X1 EPP Absorber Set (A2) -Material: Expandable Polypropylene -Frequency: 0.4 - 18GHz -AB-X12: 30cm height pyramid absorber -AB-X12: 5cm height pyramid absorber -AB-X14: 3cm height flatten absorber -RoHS & REACH Compliant | A411.A391 | [6 empty] | 48.44 | [23 empty] | #DIVIDE BY ZERO | #DIVIDE BY ZERO
[5 empty] | A212.X | AB-X1 EPP Absorber Set (OTA3.5/1.7/1.7) -Material: Expandable Polypropylene -Frequency: 0.4 - 18GHz -AB-X12: 30cm height pyramid absorber -RoHS & REACH Compliant | A411.A393 | [6 empty] | 93.7 | [23 empty] | #DIVIDE BY ZERO | #DIVIDE BY ZERO
[5 empty] | A212.X | AB-X1 EPP Absorber Set (OTA6/3/3) -Material: Expandable Polypropylene -Frequency: 0.4 - 18GHz -AB-X12: 30cm height pyramid absorber -AB-X12: 60cm height pyramid absorber -AB-X12: 5cm height flatten absorber -RoHS & REACH Compliant | A411.A39A | [6 empty] | 515.2375 | [23 empty] | #DIVIDE BY ZERO | #DIVIDE BY ZERO
[5 empty] | A212.X | AB-X1 EPP Absorber Set (OTA5/2.5/2.5) -Material: Expandable Polypropylene -Frequency: 0.4 - 18GHz -AB-X12: 30cm height pyramid absorber -AB-X12: 60cm height pyramid absorber -AB-X12: 5cm height flatten absorber -RoHS & REACH Compliant | A411.A395 | [6 empty] | 276.3 | [23 empty] | #DIVIDE BY ZERO | #DIVIDE BY ZERO
[5 empty] | A212.X | AB-X1 EPP Absorber Set (OTA7/4/3) -Material: Expandable Polypropylene -Frequency: 0.4 - 18GHz -AB-X12: 30cm height pyramid absorber -AB-X12: 60cm height pyramid absorber -AB-X12: 5cm height flatten absorber -RoHS & REACH Compliant | A411.A39C | [6 empty] | 645.345 | [23 empty] | #DIVIDE BY ZERO | #DIVIDE BY ZERO
[5 empty] | A212.X | AB-X1 EPP Absorber Set (OTA8/4/4) -Material: Expandable Polypropylene -Frequency: 0.4 - 18GHz -AB-X12: 30cm height pyramid absorber -AB-X12: 60cm height pyramid absorber -AB-X12: 5cm height flatten absorber -RoHS & REACH Compliant | A411.A39E | [6 empty] | 975.8875 | [23 empty] | #DIVIDE BY ZERO | #DIVIDE BY ZERO
[5 empty] | A212.X | AB-X1 EPP Absorber Set (OTA5/3/2.5) -Material: Expandable Polypropylene -Frequency: 0.4 - 18GHz -AB-X12: 30cm height pyramid absorber -AB-X12: 60cm height pyramid absorber -AB-X12: 5cm height flatten absorber -RoHS & REACH Compliant | A411.A397 | [6 empty] | 327.55 | [23 empty] | #DIVIDE BY ZERO | #DIVIDE BY ZERO
M |  | Y |  |  | A211.PON | SE-F Power & Signal filter Set | A411.A13
[5 empty] | A211.F | SE-F1 Power filter (Single phase) | A411.A4A | [30 empty] | #DIVIDE BY ZERO | #DIVIDE BY ZERO
[6 empty] | SE-F21 RJ11 | A411.A41 | [30 empty] | #DIVIDE BY ZERO | #DIVIDE BY ZERO
[6 empty] | SE-F22 RJ45 | A411.A43 | [30 empty] | #DIVIDE BY ZERO | #DIVIDE BY ZERO
[6 empty] | SE-F23 USB | A411.A45 | [30 empty] | #DIVIDE BY ZERO | #DIVIDE BY ZERO
[6 empty] | SE-F24 Optical Convertor | A411.A47 | [30 empty] | #DIVIDE BY ZERO | #DIVIDE BY ZERO
[6 empty] | SE-F24-02 Ethernet 10Gbps Media Converter -RJ45: 10G/5G/2.5G/1G/100BASE-T -Fiber Optic Interface: 10GBASE-X R SFP+ -Power Requirements: 5V DC, 2A max. -Power Consumption: 3.75 watts -Regulatory Compliance: FCC Part 15 Class A, CE | A411.A471 | [6 empty] | 16.2 | [23 empty] | #DIVIDE BY ZERO | #DIVIDE BY ZERO
[5 empty] | A211.F | SE-F3 Power filter (3 phase) | A411.A4C | [30 empty] | #DIVIDE BY ZERO | #DIVIDE BY ZERO
[5 empty] | A211.F | SE-F9 Filter set | A411.A49 | [30 empty] | #DIVIDE BY ZERO | #DIVIDE BY ZERO
[5 empty] | A211.F1 | SE-F Power & Signal filter Set -SE-F12 1P2W 100 -280 VAC/16 A (for EUT) -SE-F12 1P2W 100 -280 VAC/16 A (for Equipment) -SE-F22-02 RJ45 1Gbps x 2 (1 for Equipment) -SE-F23-02 USB3.0 x 1 -SE-F25-01 RS-232/485 x 2 (for Equipment) | A411.A491 | [30 empty] | #DIVIDE BY ZERO | #DIVIDE BY ZERO
[5 empty] | A211.F1 | SE-F Power & Signal filter Set (R2/ A2/ A3) -SE-F12 1P2W 100 -280 VAC/ 6 A x 1(for Equipment & EUT) -SE-F14 50VDC/ 2A, DC005 (5.5mm/ 2.1mm) x 2 -SE-F22-02 RJ45 1Gbps x 2 -SE-F23-02 USB3.0 x 3 (1 for Positioner) | A411.A497 | [30 empty] | #DIVIDE BY ZERO | #DIVIDE BY ZERO
[5 empty] | A211.F1 | SE-F Power & Signal filter Set (A3) -SE-F12 1P2W 100 -280 VAC/16 A x 1(for Equipment & EUT) -SE-F25-01 RS-232/485 x 2 (for Equipment) | A411.A493 | [30 empty] | #DIVIDE BY ZERO | #DIVIDE BY ZERO
M |  | 0 | M/R |  | A116.A | SE-X Laser Alignment System | A411.A27 | [30 empty] | #DIVIDE BY ZERO | #DIVIDE BY ZERO
[6 empty] | SE-X31 Laser Alignment System -Independent 3 red laser line -Mounting type: Wall bracket -Horizontal alignment: 1 line -Vertical alignment: 2 line | A411.A211 | [5 empty] | 30 | 4.044 | 20
[6 empty] | SE-X19 Laser Alignment unit -Independent Red laser line -Mounting type: Wall bracket -Power input: 110/220 VAC | A411.A212 | [6 empty] | 5.368
M |  |  | R |  | A173.A.PON | SE-L Lighting | A411.A21
[6 empty] | SE-L31 LED Lighting -Power consumption: 50W | A411.A221 |  |  | A211.L311 |  |  | 10 | 2 | [23 empty] | #DIVIDE BY ZERO | #DIVIDE BY ZERO
[6 empty] | SE-L39 Lighting repair -Power consumption: 50W | A411.A216 |  |  | A211.L311 | SE-L39 Lighting repair -Power consumption: 50W -Projection light |  | 10 | 2 | [23 empty] | #DIVIDE BY ZERO | #DIVIDE BY ZERO
M |  | 0 | M/R |  | A162.A.PON | SE-V1 CCTV System | A411.A29 | [30 empty] | #DIVIDE BY ZERO | #DIVIDE BY ZERO
[6 empty] | SE-V12 CCTV System -2560 x 1440 @ 30 fps -2.8 - 12 mm motor zoom lens | A411.A231 |  |  | A211.V110 |  |  | 30 | 6.52 | 27 | [22 empty] | #DIVIDE BY ZERO | #DIVIDE BY ZERO
M |  | 3 | R |  | A116.A | SE-D9 Shielding Swing Door Maintenance | A411.A55 | [30 empty] | #DIVIDE BY ZERO | #DIVIDE BY ZERO
6-Bill firm |  | 0 |  |  | A173.A05 | SE-D91 - Shielding door maintenance -Clean the knife slot the finger stock for good contact -Check the mechanism status | A411.A550 | [30 empty] | #DIVIDE BY ZERO | #DIVIDE BY ZERO
6-Bill firm |  | 0 |  |  | A173.A05 | SE-D91 - Finger stock maintenance -Replace all the finger stock on the shielding door/ frame -Clean the knife slot for good contact | A411.A551 | [30 empty] | #DIVIDE BY ZERO | #DIVIDE BY ZERO
6-Bill firm |  | 0 |  |  | A173.A05 | SE-D92 - Repair the electronic controller -A repair to the door latch controller | A411.A552 | [30 empty] | #DIVIDE BY ZERO | #DIVIDE BY ZERO
3-量產 |  | 0 | F |  | #UNPARSEABLE | SE-B Single Box | A411.B | 2.5 | [17 empty] | #DIVIDE BY ZERO |  | 0 | #DIVIDE BY ZERO | #UNPARSEABLE | #BLOCKED |  | 0 | #DIVIDE BY ZERO | 0 | 0 | 0 | #DIVIDE BY ZERO | #DIVIDE BY ZERO
M |  |  |  |  | A211.B | SE-B1 Single Box(OTA 不需要） | A411.B1 | [30 empty] | #DIVIDE BY ZERO | #DIVIDE BY ZERO
[6 empty] | SE-B13 Shielding Box (for throughput) -Shielding enclosures dimension: L70 x W70 x H120 +/-5cm -Shielding swing door: W40 x H40 cm, auto-latching x1 -Shielding effective: 2.0 GHz - 8.0 GHz > 80 dB -Signal filter: RJ-45 10Gbps x5, RJ-45 1Gbps filter x1, USB3.0 x2, USB2.0 x1 -Power filter: 100-280VAC single phase 2 wire 16A x2 -Honeycomb Air Vent: Dimension: 0.1 x 0.1m (L/W) x1 -Painted on visual panel | A411.B111 | [6 empty] | 140 | [23 empty] | #DIVIDE BY ZERO | #DIVIDE BY ZERO
3-量產 |  | 4 | F |  | #UNPARSEABLE | OTAP RF Measurement | A411.C | 2.5 | [17 empty] | #DIVIDE BY ZERO |  | 0 | #DIVIDE BY ZERO | #UNPARSEABLE | #BLOCKED |  | 0 | #DIVIDE BY ZERO | 0 | 0 | 0 | #DIVIDE BY ZERO | #DIVIDE BY ZERO
M |  | 9 | R |  | A116.C | Measurement Antenna | A411.C01 | [18 empty] | #DIVIDE BY ZERO |  | 0 | #DIVIDE BY ZERO | #UNPARSEABLE | #BLOCKED |  | 0 | #DIVIDE BY ZERO | 0 | 0 | 0 | #DIVIDE BY ZERO | #DIVIDE BY ZERO
|  | 0 |  |  |  | AT-H22 Dual Polarization Horn Antenna -Antenna frequency: 0.43 - 6.0GHz -Antenna gain: 8dBi (Typical) -Polarization: Dual linear polarization -Polarization isolation: > 20dB -Power handling: Max. 50 Watt CW -Antenna aperture size: 510mm | A411.C111 |  |  |  | AT-H22 Dual Polarization Horn Antenna -Antenna frequency: 0.45 - 6.0GHz -Antenna gain: 8dBi (Typical) -Polarization: Dual linear polarization -Polarization isolation: > 20dB -Power handling: Max. 50 Watt CW -Antenna aperture size: 510mm | [11 empty] | ainfo天線 |  |  | #DIVIDE BY ZERO |  | 0 | #DIVIDE BY ZERO | #UNPARSEABLE | #BLOCKED |  | 0 | #DIVIDE BY ZERO | 0 | 0 | 0 | #DIVIDE BY ZERO | #DIVIDE BY ZERO
|  | 0 |  |  |  | AT-H22 Dual Polarization Horn Antenna -Antenna frequency: 0.65 - 8.5GHz -Antenna gain: 10dBi (Typical) -Polarization: Dual linear polarization -Polarization isolation: > 20dB -Power handling: Max. 50 Watt CW -Antenna aperture size: 310mm | A411.C113 |  |  |  | AT-H22 Dual Polarization Horn Antenna -Antenna frequency: 0.68 - 8.5GHz -Antenna gain: 10dBi (Typical) -Polarization: Dual linear polarization -Polarization isolation: > 20dB -Power handling: Max. 50 Watt CW -Antenna aperture size: 310mm | [11 empty] | ainfo天線 |  |  | #DIVIDE BY ZERO |  | 0 | #DIVIDE BY ZERO | #UNPARSEABLE | #BLOCKED |  | 0 | #DIVIDE BY ZERO | 0 | 0 | 0 | #DIVIDE BY ZERO | #DIVIDE BY ZERO
|  | 0 |  |  |  | AT-H23 Dual Polarization Horn Antenna -Antenna frequency: 0.65 - 13.0GHz -Antenna gain: 12dBi (Typical) -Polarization: Dual linear polarization -Polarization isolation: > 20dB -Power handling: Max. 50 Watt CW -Antenna aperture size: 270mm | A411.C115 |  |  |  | AT-H22 Dual Polarization Horn Antenna -Antenna frequency: 0.68 - 13.0GHz -Antenna gain: 12dBi (Typical) -Polarization: Dual linear polarization -Polarization isolation: > 20dB -Power handling: Max. 50 Watt CW -Antenna aperture size: 270mm | [11 empty] | 非騰天線 |  |  | #DIVIDE BY ZERO |  | 0 | #DIVIDE BY ZERO | #UNPARSEABLE | #BLOCKED |  | 0 | #DIVIDE BY ZERO | 0 | 0 | 0 | #DIVIDE BY ZERO | #DIVIDE BY ZERO
|  | 0 |  |  |  | AT-H23 Dual Polarization Horn Antenna -Antenna frequency: 1 - 18.0GHz -Antenna gain: 10dBi (Typical) -Polarization: Dual linear polarization -Polarization isolation: > 20dB -Power handling: Max. 50 Watt CW -Antenna aperture size: 190mm | A411.C117 |  |  |  | AT-H23 Dual Polarization Horn Antenna -Antenna frequency: 1 - 18.0GHz -Antenna gain: 10dBi (Typical) -Polarization: Dual linear polarization -Polarization isolation: > 20dB -Power handling: Max. 50 Watt CW -Antenna aperture size: 190mm | [11 empty] | 非騰天線 |  |  | #DIVIDE BY ZERO |  | 0 | #DIVIDE BY ZERO | #UNPARSEABLE | #BLOCKED |  | 0 | #DIVIDE BY ZERO | 0 | 0 | 0 | #DIVIDE BY ZERO | #DIVIDE BY ZERO
|  | 0 |  |  |  | AT-H23 Dual Polarization Horn Antenna -Antenna frequency: 2.0 - 18.0 GHz -Antenna gain: 13 dBi (Typical) -Polarization: Dual linear polarization -Polarization isolation: > 20 dB -Power handling: Max. 50 Watt CW -Antenna aperture size: 140mm | A411.C11A |  |  |  | AT-H23 Dual Polarization Horn Antenna -Antenna frequency: 2.0 - 18.0 GHz -Antenna gain: 13 dBi (Typical) -Polarization: Dual linear polarization -Polarization isolation: > 20 dB -Power handling: Max. 50 Watt CW -Antenna aperture size: 140mm | [11 empty] | 非騰天線 |  |  | #DIVIDE BY ZERO |  | 0 | #DIVIDE BY ZERO | #UNPARSEABLE | #BLOCKED |  | 0 | #DIVIDE BY ZERO | 0 | 0 | 0 | #DIVIDE BY ZERO | #DIVIDE BY ZERO
0-未開 |  | 0 |  |  |  | AT-H24 Dual Polarization Corrugated Conical Horn -Antenna frequency: 24 - 42GHz -Antenna gain: 14dBi (Typical) -3dB Beamwidth: 35° (Typical) -Polarization: Dual linear polarization -Polarization isolation: > 20dB -Antenna aperture size: 35mm -Connector: WR28 waveguide | A411.C11C |  |  |  | AT-H24 Dual Polarization Corrugated Conical Horn -Antenna frequency: 24 - 42GHz -Antenna gain: 14dBi (Typical) -3dB Beamwidth: 35° (Typical) -Polarization: Dual linear polarization -Polarization isolation: > 20dB -Antenna aperture size: 35mm -Connector: WR28 waveguide | [11 empty] | 非騰天線 |  |  | #DIVIDE BY ZERO |  | 0 | #DIVIDE BY ZERO | #UNPARSEABLE | #BLOCKED |  | 0 | #DIVIDE BY ZERO | 0 | 0 | 0 | #DIVIDE BY ZERO | #DIVIDE BY ZERO
|  | 0 |  |  |  | AT-V21 Dual polarization Vivaldi Antenna -Antenna frequency: 0.68 - 8.0 GHz -Antenna gain: 6 dBi (Typical) -Polarization: Dual linear polarization -Polarization isolation: > 20dB -Power handling: Max. 4 Watt CW -Antenna aperture size: 210mm | A411.C121 |  |  |  | AT-V21 Dual polarization Vivaldi Antenna -Antenna frequency: 0.68 - 8.0 GHz -Antenna gain: 6 dBi (Typical) -Polarization: Dual linear polarization -Polarization isolation: > 20dB -Power handling: Max. 4 Watt CW -Antenna aperture size: 210mm | [11 empty] | 非騰天線 |  |  | #DIVIDE BY ZERO |  | 0 | #DIVIDE BY ZERO | #UNPARSEABLE | #BLOCKED |  | 0 | #DIVIDE BY ZERO | 0 | 0 | 0 | #DIVIDE BY ZERO | #DIVIDE BY ZERO
|  | 0 |  |  |  | AT-L21 Dual Polarization Logarithmic Periodic Antenna -Freq. Range: 130 - 700 MHz -Gain: 4 dBi Typ. -Polarization: Linear | A411.C131 |  |  |  | AT-L21 Dual Polarization Logarithmic Periodic Antenna -Freq. Range: 130 - 700 MHz -Gain: 4 dBi Typ. -Polarization: Linear | [11 empty] | 非騰天線 |  |  | #DIVIDE BY ZERO |  | 0 | #DIVIDE BY ZERO | #UNPARSEABLE | #BLOCKED |  | 0 | #DIVIDE BY ZERO | 0 | 0 | 0 | #DIVIDE BY ZERO | #DIVIDE BY ZERO
D |  | 0 |  |  |  | AT-D21 Sleeve Monopole Antenna -Antenna frequency: 2.4 - 2.5 GHz/ 5.0 - 7.125 GHz -Antenna gain: 3 dBi (Typical ) -VSWR: 3.5 Max. -Power handling: Max. 5 Watt CW -Connector: SMA plug (male pin) -Length: 135.7 mm | A411.C141 |  |  |  | AT-D21 Sleeve Monopole Antenna -Antenna frequency: 2.4 - 2.5 GHz/ 5.0 - 7.125 GHz -Antenna gain: 3 dBi (Typical ) -VSWR: 3.5 Max. -Power handling: Max. 5 Watt CW -Connector: SMA plug (male pin) -Length: 135.7 mm | [11 empty] | 非騰天線 |  |  | #DIVIDE BY ZERO |  | 0 | #DIVIDE BY ZERO | #UNPARSEABLE | #BLOCKED |  | 0 | #DIVIDE BY ZERO | 0 | 0 | 0 | #DIVIDE BY ZERO | #DIVIDE BY ZERO
3-量產 |  | 1 | R |  | A116.A | AT-H Calibration Antenna | A411.C21 | 3 | [17 empty] | #DIVIDE BY ZERO |  | 0 | #DIVIDE BY ZERO | #UNPARSEABLE | #BLOCKED |  | 0 | #DIVIDE BY ZERO | 0 | 0 | 0 | #DIVIDE BY ZERO | #DIVIDE BY ZERO
M |  | 0 |  |  |  | AT-H14 Single Polarization Broadband Horn Horn Antenna -Antenna frequency: 0.7 - 18.0 GHz -Antenna gain: 12 dBi (Typical) -Polarization: Single linear polarization -Power handling: Max. 50 Watt CW -Antenna aperture size: 250mm | A411.C211 |  |  |  | AT-H14 Single Polarization Broadband Horn Horn Antenna -Antenna frequency: 0.7 - 18.0 GHz -Antenna gain: 12 dBi (Typical) -Polarization: Single linear polarization -Power handling: Max. 50 Watt CW -Antenna aperture size: 250mm | [14 empty] | #DIVIDE BY ZERO |  | 0 | #DIVIDE BY ZERO | #UNPARSEABLE | #BLOCKED |  | 0 | #DIVIDE BY ZERO | 0 | 0 | 0 | #DIVIDE BY ZERO | #DIVIDE BY ZERO
M | [5 empty] | AT-S11 Antenna report -Test report without TAF logo | A411.C291 |  |  |  | AT-S11 Antenna report -Test report without TAF logo
M | [5 empty] | AT-S21 TAF 17025 antenna report -Test report with TAF logo -26.5 - 40 GHz | A411.C292 |  |  |  | AT-S21 TAF 17025 antenna report -Test report with TAF logo -26.5 - 40 GHz
M |  | 6 | R |  | A116.C | FM-S1 OTA Measurement | A411.C11 | [18 empty] | #DIVIDE BY ZERO |  | 0 | #DIVIDE BY ZERO | #UNPARSEABLE | #BLOCKED |  | 0 | #DIVIDE BY ZERO | 0 | 0 | 0 | #DIVIDE BY ZERO | #DIVIDE BY ZERO
M |  | 0 |  |  |  | FM-S18-E Measurement Switching (Passive 8 GHz) (本來沒有Passive,例如ETS系統) -Passive for 2 port VNA -Frequency: 0.5 - 18GHz -RF Cables: up to 18GHz -Rotary Joint included -DRE-Dynamic range extender for Passive -Passive golden sample: 0.65 - 8.5GHz | A411.C311 |  |  | A214.S181 |  |  |  | 229.22 | [9 empty] | 229.22 |  | #DIVIDE BY ZERO |  | -229.22 | #DIVIDE BY ZERO | #UNPARSEABLE | #BLOCKED |  | -7.6407 | #DIVIDE BY ZERO | 0 | 0 | 0 | #DIVIDE BY ZERO | #DIVIDE BY ZERO
M |  | 0 |  |  |  | FM-S18-E Dynamic Range Extender for Passive (原本有Passive, 升級到7.125, 最多到18GHz) -FM-P22 Low Noise Amplifier -Frequency: 0.65 - 18GHz -Gain: 28dB typical (20dB @ 0.65GHz) -P1dB: 10dBm -Noise Figure: 2.8dB -Support passive for 2 port VNA -RF Cables: Connect from NA to switching box via LNA | A411.C312 |  |  | A214.S182 |  |  |  | 83.43 | [9 empty] | 83.43 |  | #DIVIDE BY ZERO |  | -83.43 | #DIVIDE BY ZERO | #UNPARSEABLE | #BLOCKED |  | -2.781 | #DIVIDE BY ZERO | 0 | 0 | 0 | #DIVIDE BY ZERO | #DIVIDE BY ZERO
M |  | 0 |  |  |  | FM-S18-E Measurement Switching (upgrade to cellular)(單純只有升級主動Cellular, Passive不動維持沿用既有的硬體) -Active for Cellular TRP / TIS -Frequency: 0.5 - 18GHz -RF Cables: up to 18GHz | A411.C313 |  |  | A214.S183 |  |  |  | 158.61 | [9 empty] | 158.61 |  | #DIVIDE BY ZERO |  | -158.61 | #DIVIDE BY ZERO | #UNPARSEABLE | #BLOCKED |  | -5.287 | #DIVIDE BY ZERO | 0 | 0 | 0 | #DIVIDE BY ZERO | #DIVIDE BY ZERO
M |  | 0 |  |  |  | FM-S18-E Measurement Switching (upgrade to BT/Wi-Fi)(單純只有升級BT/Wi-Fi, Cellular和Passive不動維持沿用既有的硬體)(本身必須有OTA主動) -Active for Bluetooth / Wi-Fi -Frequency: 0.5 - 8GHz -RF Cables: up to 18GHz -DRE-Dynamic range extender for Bluetooth / Wi-Fi | A411.C315 |  |  | A214.S185 |  |  |  | 244.73 | [9 empty] | 244.73 |  | #DIVIDE BY ZERO |  | -244.73 | #DIVIDE BY ZERO | #UNPARSEABLE | #BLOCKED |  | -8.1577 | #DIVIDE BY ZERO | 0 | 0 | 0 | #DIVIDE BY ZERO | #DIVIDE BY ZERO
M |  | 0 |  |  |  | FM-S18-E Measurement Switching (upgrade to FR1 OTA)(單純只有升級FR1 OTA,其餘都不動維持沿用既有的硬體)(本身必須有OTA主動) -Active for FR1 TRP / TIS -Frequency: 0.5 - 8GHz -RF Cables: up to 18GHz -DRE-Dynamic range extender for 5GNR FR1 | A411.C317 |  |  | A214.S187 |  |  |  | 252.33 | [9 empty] | 252.33 |  | #DIVIDE BY ZERO |  | -252.33 | #DIVIDE BY ZERO | #UNPARSEABLE | #BLOCKED |  | -8.411 | #DIVIDE BY ZERO | 0 | 0 | 0 | #DIVIDE BY ZERO | #DIVIDE BY ZERO
2-開發 |  | 0 |  |  |  | FM-S18-E Measurement Switching (upgrade to LTE CA OTA)(單純只有升級LTE CA OTA,其餘都不動維持沿用既有的硬體)(本身必須有LTE OTA主動) -Frequency: 0.5 - 6GHz -Support LTE up to 4 downlink carrier aggregation TRP (single uplink carrier) -Support LTE up to 4 downlink carrier aggregation TIS (single uplink carrier) |  |  |  | A214.S187 |  |  |  | 252.33 | [9 empty] | 252.33 |  | #DIVIDE BY ZERO |  | -252.33 | #DIVIDE BY ZERO | #UNPARSEABLE | #BLOCKED |  | -8.411 | #DIVIDE BY ZERO | 0 | 0 | 0 | #DIVIDE BY ZERO | #DIVIDE BY ZERO
3-量產 |  | 4 | R |  | A116.C | RF Unit Replacement | A411.C9 | [18 empty] | #DIVIDE BY ZERO |  | 0 | #DIVIDE BY ZERO | #UNPARSEABLE | #BLOCKED |  | 0 | #DIVIDE BY ZERO | 0 | 0 | 0 | #DIVIDE BY ZERO | #DIVIDE BY ZERO
|  | 7 |  |  |  | RF Cable | A411.C91 | [18 empty] | #DIVIDE BY ZERO |  | 0 | #DIVIDE BY ZERO | #UNPARSEABLE | #BLOCKED |  | 0 | #DIVIDE BY ZERO | 0 | 0 | 0 | #DIVIDE BY ZERO | #DIVIDE BY ZERO
|  | 0 |  |  |  | FM-C11 RF Coaxial Cable -Frequency: DC - 18GHz -Features: Phase stable and flexure -Length: 150cm -Connector: SMA (M) - SMA (M) | A411.C911 | [18 empty] | #DIVIDE BY ZERO |  | 0 | #DIVIDE BY ZERO | #UNPARSEABLE | #BLOCKED |  | 0 | #DIVIDE BY ZERO | 0 | 0 | 0 | #DIVIDE BY ZERO | #DIVIDE BY ZERO
|  | 0 |  |  |  | FM-C11 RF Coaxial Cable -Frequency: DC - 18GHz -Features: Ultra flexure -Length: 150cm -Connector: SMA (M) - SMA (F) | A411.C912 | [18 empty] | #DIVIDE BY ZERO |  | 0 | #DIVIDE BY ZERO | #UNPARSEABLE | #BLOCKED |  | 0 | #DIVIDE BY ZERO | 0 | 0 | 0 | #DIVIDE BY ZERO | #DIVIDE BY ZERO
|  | 0 |  |  |  | FM-C11 RF Coaxial Cable -Frequency: DC - 18GHz -Features: Phase stable and flexure -Length: 250cm -Connector: SMA (M) - SMA (M) | A411.C913 | [18 empty] | #DIVIDE BY ZERO |  | 0 | #DIVIDE BY ZERO | #UNPARSEABLE | #BLOCKED |  | 0 | #DIVIDE BY ZERO | 0 | 0 | 0 | #DIVIDE BY ZERO | #DIVIDE BY ZERO
|  | 0 |  |  |  | FM-C11 RF Coaxial Cable -Frequency: DC - 18GHz -Features: Phase stable and flexure -Length: 650cm -Connector: SMA (M) - SMA (M) | A411.C914 | [18 empty] | #DIVIDE BY ZERO |  | 0 | #DIVIDE BY ZERO | #UNPARSEABLE | #BLOCKED |  | 0 | #DIVIDE BY ZERO | 0 | 0 | 0 | #DIVIDE BY ZERO | #DIVIDE BY ZERO
|  | 0 |  |  |  | FM-C11 RF Coaxial Cable -Frequency: DC - 18GHz -Features: Ultra flexure with core -Length: 80cm -Connector: SMA (M) - SMA (M) | A411.C915 | [18 empty] | #DIVIDE BY ZERO |  | 0 | #DIVIDE BY ZERO | #UNPARSEABLE | #BLOCKED |  | 0 | #DIVIDE BY ZERO | 0 | 0 | 0 | #DIVIDE BY ZERO | #DIVIDE BY ZERO
|  | 0 |  |  |  | FM-C11 RF Coaxial Cable -Frequency: DC - 18GHz -Features: Ultra flexure with core -Length: 150cm -Connector: SMA (M) - SMA (M) | A411.C916 | [18 empty] | #DIVIDE BY ZERO |  | 0 | #DIVIDE BY ZERO | #UNPARSEABLE | #BLOCKED |  | 0 | #DIVIDE BY ZERO | 0 | 0 | 0 | #DIVIDE BY ZERO | #DIVIDE BY ZERO
|  | 0 |  |  |  | FM-C11 RF Coaxial Cable -Frequency: DC - 18GHz -Features: Ultra flexure with core -Length: 300cm -Connector: SMA (M) - SMA (M) | A411.C917 | [18 empty] | #DIVIDE BY ZERO |  | 0 | #DIVIDE BY ZERO | #UNPARSEABLE | #BLOCKED |  | 0 | #DIVIDE BY ZERO | 0 | 0 | 0 | #DIVIDE BY ZERO | #DIVIDE BY ZERO
|  | 2 |  |  |  | RF Adaptor | A411.C92 | [18 empty] | #DIVIDE BY ZERO |  | 0 | #DIVIDE BY ZERO | #UNPARSEABLE | #BLOCKED |  | 0 | #DIVIDE BY ZERO | 0 | 0 | 0 | #DIVIDE BY ZERO | #DIVIDE BY ZERO
|  | 0 |  |  |  | FM-C22 Between Series RF Adaptor -Frequency: DC - 18GHz -Features: Straight -Connector: N-type (M) - SMA (F) | A411.C921 | [18 empty] | #DIVIDE BY ZERO |  | 0 | #DIVIDE BY ZERO | #UNPARSEABLE | #BLOCKED |  | 0 | #DIVIDE BY ZERO | 0 | 0 | 0 | #DIVIDE BY ZERO | #DIVIDE BY ZERO
|  | 0 |  |  |  | FM-C21 RF In Series Adaptor -Frequency: DC - 18GHz -Features: Right angle -Connector: SMA (M) - SMA (F) | A411.C922 | [18 empty] | #DIVIDE BY ZERO |  | 0 | #DIVIDE BY ZERO | #UNPARSEABLE | #BLOCKED |  | 0 | #DIVIDE BY ZERO | 0 | 0 | 0 | #DIVIDE BY ZERO | #DIVIDE BY ZERO
|  | 1 |  |  |  | Rotary Joint | A411.C93 | [18 empty] | #DIVIDE BY ZERO |  | 0 | #DIVIDE BY ZERO | #UNPARSEABLE | #BLOCKED |  | 0 | #DIVIDE BY ZERO | 0 | 0 | 0 | #DIVIDE BY ZERO | #DIVIDE BY ZERO
|  | 0 |  |  |  | FM-C31 RF Rotary Joint -Frequency: DC - 18GHz -Features: Straight -Connector: SMA (F) - SMA (F) | A411.C931 | [18 empty] | #DIVIDE BY ZERO |  | 0 | #DIVIDE BY ZERO | #UNPARSEABLE | #BLOCKED |  | 0 | #DIVIDE BY ZERO | 0 | 0 | 0 | #DIVIDE BY ZERO | #DIVIDE BY ZERO
|  | 0 |  |  |  | Switching Box | A411.C94 | [18 empty] | #DIVIDE BY ZERO |  | 0 | #DIVIDE BY ZERO | #UNPARSEABLE | #BLOCKED |  | 0 | #DIVIDE BY ZERO | 0 | 0 | 0 | #DIVIDE BY ZERO | #DIVIDE BY ZERO
[6 empty] | FM-C4 RF Switching Box -Passive for 2 port VNA -Frequency: 0.5 - 18GHz | A411.C941
[6 empty] | FM-C4 RF Switching Box -Passive for 2 port VNA -Active for Cellular TRP / TIS -Frequency: 0.5 - 18GHz | A411.C942
[6 empty] | FM-C4 RF Switching Box -Passive for 2 port VNA -Active for Cellular TRP / TIS -Active for Bluetooth / Wi-Fi -Frequency: 0.5 - 18GHz -DRE-Dynamic range extender (Frequency: 0.5 - 8GHz) for Bluetooth / Wi-Fi / 5GNR FR1 | A411.C943
3-量產 |  | 4 | F |  | #UNPARSEABLE | OTAP Positioner & Control | A411.E | 2.5 | [17 empty] | #DIVIDE BY ZERO |  | 0 | #DIVIDE BY ZERO | #UNPARSEABLE | #BLOCKED |  | 0 | #DIVIDE BY ZERO | 0 | 0 | 0 | #DIVIDE BY ZERO | #DIVIDE BY ZERO
M |  | 1 | A |  | A116.C | AE-T2 OTA 2D Turntable(不需要) | A411.E12 | [18 empty] | #DIVIDE BY ZERO |  | 0 | #DIVIDE BY ZERO | #UNPARSEABLE | #BLOCKED |  | 0 | #DIVIDE BY ZERO | 0 | 0 | 0 | #DIVIDE BY ZERO | #DIVIDE BY ZERO
|  | 0 | A1 |  | A116.E02 | AE-T12 2D Performance Turntable (M-Class Standard) -Diameter : 0.2m -Max. loading: 30 Kg -Max. speed: 3 RPM -Resolution: 0.1° -Accuracy: ±0.5° -Travel: 0° - 360° -Power consumption: 200W | A411.E121 |  |  | A217.T121 |  |  |  | 61.3 | [9 empty] | 61.3 |  | #DIVIDE BY ZERO |  | -61.3 | #DIVIDE BY ZERO | #UNPARSEABLE | #BLOCKED |  | -2.0433 | #DIVIDE BY ZERO | 0 | 0 | 0 | #DIVIDE BY ZERO | #DIVIDE BY ZERO
M |  | 3 | A |  | A116.C | AE-T3 OTA 3D Turntable | A411.E03 | [18 empty] | #DIVIDE BY ZERO |  | 0 | #DIVIDE BY ZERO | #UNPARSEABLE | #BLOCKED |  | 0 | #DIVIDE BY ZERO | 0 | 0 | 0 | #DIVIDE BY ZERO | #DIVIDE BY ZERO
|  | 0 | A1 |  | A116.E02 | AE-T32 3D Performance Type Turntable -Motion: Roll/ Azimuth -Diameter : 1.2m -Max. vertical loading: 15Kg -Max. speed: 20 RPM (Roll) / 7 RPM (Azimuth) -Maximum torque: 8 N-m -Resolution: 0.1° -Encoder Accuracy: ±0.5° -Travel: 0° - 360° -Power: 220VAC -Power consumption: 700W -Adaptor platform | A411.E136 |  |  | A217.T325 |  |  |  | 341.3 | [9 empty] | 341.3 |  | #DIVIDE BY ZERO |  | -341.3 | #DIVIDE BY ZERO | #UNPARSEABLE | #BLOCKED |  | -11.3767 | #DIVIDE BY ZERO | 0 | 0 | 0 | #DIVIDE BY ZERO | #DIVIDE BY ZERO
|  | 0 | A1 |  | A116.E02 | AE-T32 3D Performance Type Turntable -Motion: Roll/ Azimuth -Diameter : 0.55m -Max. vertical loading: 2Kg -Max. speed: 12RPM (Roll) / 6RPM (Azimuth) -Resolution: 0.1° -Encoder accuracy: ±0.5° -Travel: 0° - 360° -Power consumption: 140W -Adaptor platform | A411.E132 |  |  | A217.T325 |  |  |  | 230 | [9 empty] | 230 |  | #DIVIDE BY ZERO |  | -230 | #DIVIDE BY ZERO | #UNPARSEABLE | #BLOCKED |  | -7.6667 | #DIVIDE BY ZERO | 0 | 0 | 0 | #DIVIDE BY ZERO | #DIVIDE BY ZERO
|  | 0 | A1 |  | A116.E02 | AE-T36 3D Performance Type Turntable -Motion: Roll (U shape)/ Azimuth -Diameter : 2.1m -Max. vertical loading: 100Kg -Max. capacity DUT size: 90 x 90 x 40cm -Max. speed: 8 RPM (Roll) / 6 RPM (Azimuth) -Maximum torque: 1000 N-m (Roll) / 90 N-m (Azimuth) -Resolution: 0.1° -Encoder Accuracy: ±0.01° -Travel: 0° - 360° -Power: 220VAC -Power consumption: 1500W -Adaptor platform | A411.E138 |  |  | A217.T325 |  |  |  | 1500 | [9 empty] | 1500 |  | #DIVIDE BY ZERO |  | -1500 | #DIVIDE BY ZERO | #UNPARSEABLE | #BLOCKED |  | -50 | #DIVIDE BY ZERO | 0 | 0 | 0 | #DIVIDE BY ZERO | #DIVIDE BY ZERO
M |  | Y |  |  | #UNPARSEABLE | AE-T6 Manually Antenna Tower | A411.E37 | 3
|  | 0 | A1 |  | A116.E02 | AE-T62 Manually Antenna Tower -Height adjustable range: 1 - 1.8m -Total mast height: 2.0m -Max. loading: 8 Kg -Capacity: Single directional antenna -Antenna polarization switching: Manually | A411.E161 | [6 empty] | 18 | [9 empty] | 18 |  | #DIVIDE BY ZERO |  | -18 | #DIVIDE BY ZERO | #UNPARSEABLE | #BLOCKED |  | -0.6 | #DIVIDE BY ZERO | 0 | 0 | 0 | #DIVIDE BY ZERO | #DIVIDE BY ZERO
M |  | 4 | R |  | #UNPARSEABLE | AE-C1 Desktop IPC Controller | A411.E21 | [18 empty] | #DIVIDE BY ZERO |  | 0 | #DIVIDE BY ZERO | #UNPARSEABLE | #BLOCKED |  | 0 | #DIVIDE BY ZERO | 0 | 0 | 0 | #DIVIDE BY ZERO | #DIVIDE BY ZERO
|  | 0 | A |  | #UNPARSEABLE | AE-C11 Desktop IPC Controller & OS -CPU: Intel Core i5 Processor -OS: Windows 10 Enterprise 64 bit -Hard Drive 1000GB -RAM: 16Gb -Microsoft Excel -Mouse + keyboard | A411.E211 | [6 empty] | 34.79 | [9 empty] | 34.79 |  | #DIVIDE BY ZERO |  | -34.79 | #DIVIDE BY ZERO | #UNPARSEABLE | #BLOCKED |  | -1.1597 | #DIVIDE BY ZERO | 0 | 0 | 0 | #DIVIDE BY ZERO | #DIVIDE BY ZERO
|  | 0 | A |  | #UNPARSEABLE | AE-C11 Desktop IPC Controller & OS -CPU: Intel Core i5 Processor -OS: Windows 10 Enterprise 64 bit -Microsoft Excel -24" Monitor -Mouse + keyboard -GPIB card -19" Standard 41U rack | A411.E212 | [6 empty] | 79.09 | [9 empty] | 79.09 |  | #DIVIDE BY ZERO |  | -79.09 | #DIVIDE BY ZERO | #UNPARSEABLE | #BLOCKED |  | -2.6363 | #DIVIDE BY ZERO | 0 | 0 | 0 | #DIVIDE BY ZERO | #DIVIDE BY ZERO
|  | 0 | A |  | #UNPARSEABLE | AE-C11 Desktop IPC Controller & OS -CPU: Intel ® Core ™ i9-10900X 3.7GHz -OS: Windows 10 Enterprise 64 bit -Microsoft Excel -24" Monitor -Mouse + keyboard -GPIB card -19" Standard 25U rack | A411.E213 | [6 empty] | 220.2 | [9 empty] | 220.2 |  | #DIVIDE BY ZERO |  | -220.2 | #DIVIDE BY ZERO | #UNPARSEABLE | #BLOCKED |  | -7.34 | #DIVIDE BY ZERO | 0 | 0 | 0 | #DIVIDE BY ZERO | #DIVIDE BY ZERO
|  | 0 | A |  | #UNPARSEABLE | AE-C11 Desktop IPC Controller & OS -CPU: Intel ® Core ™ i9-10900X 3.7GHz -OS: Windows 10 Enterprise 64 bit -Microsoft Excel -24" Monitor -Mouse + keyboard -19" Standard 25U rack | A411.E214 |  |  |  |  | 1 |  | 80.3 | [9 empty] | 80.3 |  | #DIVIDE BY ZERO |  | -80.3 | #DIVIDE BY ZERO | #UNPARSEABLE | #BLOCKED |  | -2.6767 | #DIVIDE BY ZERO | 0 | 0 | 0 | #DIVIDE BY ZERO | #DIVIDE BY ZERO
3-量產 |  | 1 |  |  | #UNPARSEABLE | OTAP Measurement Software | A411.S | 2.5 | [17 empty] | #DIVIDE BY ZERO |  | 0 | #DIVIDE BY ZERO | #UNPARSEABLE | #BLOCKED |  | 0 | #DIVIDE BY ZERO | 0 | 0 | 0 | #DIVIDE BY ZERO | #DIVIDE BY ZERO
3-量產 |  | 0 | R |  | #UNPARSEABLE | Maxwell Software package | A411.S2 | [18 empty] | #DIVIDE BY ZERO |  | 0 | #DIVIDE BY ZERO | #UNPARSEABLE | #BLOCKED |  | 0 | #DIVIDE BY ZERO | 0 | 0 | 0 | #DIVIDE BY ZERO | #DIVIDE BY ZERO
[5 empty] | A212.X | Passive function -2D/3D Antenna measurement -Test result: Antenna efficiency, gain pattern, peak gain -Instrument: Consistent with the quotation -One license permits one model of network analyzer | A411.S211 |  |  | A318.X111 | [12 empty] | M-Class-0.8m | [14 empty] | #DIVIDE BY ZERO | #DIVIDE BY ZERO
[5 empty] | A212.X | MW4 Maxwell OTA Passive Advanced Software -Axial ratio, ECC calculation -Instrument: Consistent with the quotation -One license permits one model of network analyzer | A411.S212 |  |  | A318.X112 | [12 empty] | M-Class-0.8m | [14 empty] | #DIVIDE BY ZERO | #DIVIDE BY ZERO
[5 empty] | A212.X | MW4 Maxwell OTA 2G Cellular Software -TRP/ TIS measurement -GSM -Instrument: Consistent with the quotation -One license permits one model of communication tester | A411.S213 |  |  | A318.X113 | [12 empty] | M-Class-0.8m | [14 empty] | #DIVIDE BY ZERO | #DIVIDE BY ZERO
[5 empty] | A212.X | MW4 Maxwell OTA 3G Cellular Software -TRP/ TIS measurement -WCDMA -Instrument: Consistent with the quotation -One license permits one model of communication tester | A411.S214 |  |  | A318.X114 | [12 empty] | M-Class-0.8m | [14 empty] | #DIVIDE BY ZERO | #DIVIDE BY ZERO
2-開發 |  |  |  |  | A212.X | MW4 Maxwell OTA 4G Cellular Software -TRP/ TIS measurement -TDD-LTE/ FDD-LTE -Instrument: Consistent with the quotation -One license permits one model of communication tester | A411.S215 |  |  | A318.X115 | [12 empty] | M-Class-0.8m | [14 empty] | #DIVIDE BY ZERO | #DIVIDE BY ZERO
[5 empty] | A212.X | MW5 Maxwell OTA 5GNR FR1 Software -TRP/ TIS measurement -5GNR FR1 -Instrument: Consistent with the quotation -One license permits one model of equipment | A411.S216 |  |  | A318.X121 | [12 empty] | M-Class-0.8m | [14 empty] | #DIVIDE BY ZERO | #DIVIDE BY ZERO
[5 empty] | A212.X | MW5 Maxwell OTA 5GNR FR1 TP Software -Throughput measurement -5GNR FR1 -Instrument: Consistent with the quotation -One license permits one model of equipment | A411.S217 |  |  | A318.X122 | [12 empty] | M-Class-0.8m | [14 empty] | #DIVIDE BY ZERO | #DIVIDE BY ZERO
[5 empty] | A212.X | Cellular function upgrade -Add new developed modulation for TRP/ TIS test -Instrument: Consistent with the quotation -One license permits one model of equipment | A411.S218 |  |  | A318.X181 | [12 empty] | M-Class-0.8m | [14 empty] | #DIVIDE BY ZERO | #DIVIDE BY ZERO
3-量產 |  | 6 | F |  | #UNPARSEABLE | OTAP Acceptance | A411.V | 2.5 | [17 empty] | #DIVIDE BY ZERO |  | 0 | #DIVIDE BY ZERO | #UNPARSEABLE | #BLOCKED |  | 0 | #DIVIDE BY ZERO | 0 | 0 | 0 | #DIVIDE BY ZERO | #DIVIDE BY ZERO
3-量產 |  | 2 | R |  | A116.V | Hardware item check | A411.V1 |  | by Measurement Antenna | [16 empty] | #DIVIDE BY ZERO |  | 0 | #DIVIDE BY ZERO | #UNPARSEABLE | #BLOCKED |  | 0 | #DIVIDE BY ZERO | 0 | 0 | 0 | #DIVIDE BY ZERO | #DIVIDE BY ZERO
|  | 0 |  |  | #UNPARSEABLE | Hardware Item Check -Anechoic Chamber -RF Measurement -Positioner and control | A411.V111 | [6 empty] | 2 | [8 empty] | M3 | 2 |  | #DIVIDE BY ZERO |  | -2 | #DIVIDE BY ZERO | #UNPARSEABLE | #BLOCKED |  | -0.066667 | #DIVIDE BY ZERO | 0 | 0 | 0 | #DIVIDE BY ZERO | #DIVIDE BY ZERO
|  | 0 |  |  | #UNPARSEABLE | Hardware Item Check -Install completed -Function check | A411.V112 | [6 empty] | 2 | [8 empty] | M3 | 2 |  | #DIVIDE BY ZERO |  | -2 | #DIVIDE BY ZERO | #UNPARSEABLE | #BLOCKED |  | -0.066667 | #DIVIDE BY ZERO | 0 | 0 | 0 | #DIVIDE BY ZERO | #DIVIDE BY ZERO
3-量產 |  | 2 | R |  | A116.V | Shielding effective | A411.V2 |  | by Measurement Antenna | [16 empty] | #DIVIDE BY ZERO |  | 0 | #DIVIDE BY ZERO | #UNPARSEABLE | #BLOCKED |  | 0 | #DIVIDE BY ZERO | 0 | 0 | 0 | #DIVIDE BY ZERO | #DIVIDE BY ZERO
|  | 0 |  |  | #UNPARSEABLE | Shielding Effective Testing -Frequency: 0.45 - 18 GHz -Isolation requirement: Not guaranteed -Test Frequency: 0.45 / 2.4 / 5.5 / 8.0 / 12.0 / 18.0 GHz -Operate the testing by Atenlab -Refer EN50147-1 standard | A411.V211 | [6 empty] | 4 | [8 empty] | M3 | 4 |  | #DIVIDE BY ZERO |  | -4 | #DIVIDE BY ZERO | #UNPARSEABLE | #BLOCKED |  | -0.13333 | #DIVIDE BY ZERO | 0 | 0 | 0 | #DIVIDE BY ZERO | #DIVIDE BY ZERO
|  | 0 |  |  | #UNPARSEABLE | Shielding Effective Testing -Frequency: 0.45 - 18 GHz -Isolation requirement: Batter than before -Test Frequency: 0.45 / 2.4 / 5.5 / 8.0 / 12.0 / 18.0 GHz -Operate the testing by Atenlab -Refer EN50147-1 standard | A411.V212 | [6 empty] | 8 | [8 empty] | M3 | 8 |  | #DIVIDE BY ZERO |  | -8 | #DIVIDE BY ZERO | #UNPARSEABLE | #BLOCKED |  | -0.26667 | #DIVIDE BY ZERO | 0 | 0 | 0 | #DIVIDE BY ZERO | #DIVIDE BY ZERO
3-量產 |  | 5 | R |  | A116.V | Path Loss Calibration | A411.V31 |  | by Measurement Antenna | [16 empty] | #DIVIDE BY ZERO |  | 0 | #DIVIDE BY ZERO | #UNPARSEABLE | #BLOCKED |  | 0 | #DIVIDE BY ZERO | 0 | 0 | 0 | #DIVIDE BY ZERO | #DIVIDE BY ZERO
|  | 0 | A |  | A116.V21 | Path Loss Calibration -Passive path: 0.68 - 8 GHz -Calibration antenna: Horn antenna -According CTIA standard for range loss calibration | A411.V311 | [5 empty] | 10 | 4 | [8 empty] | M3 | 4 | 10 | 100% |  | -4 | #DIVIDE BY ZERO | #UNPARSEABLE | #BLOCKED |  | -0.13333 | #DIVIDE BY ZERO | 0 | 0 | 0 | #DIVIDE BY ZERO | #DIVIDE BY ZERO
|  | 0 | A |  | A116.V21 | Path Loss Calibration 2G/ 3G/ 4G Cellular/ Cellular Data Mode/ Cellular Advanced -Cellular path: 0.68 - 6 GHz -Calibration antenna: Horn antenna -According CTIA standard for range loss calibration | A411.V313 | [5 empty] | 10 | 4 | [8 empty] | M3 | 4 | 10 | 100% |  | -4 | #DIVIDE BY ZERO | #UNPARSEABLE | #BLOCKED |  | -0.13333 | #DIVIDE BY ZERO | 0 | 0 | 0 | #DIVIDE BY ZERO | #DIVIDE BY ZERO
|  | 0 | A |  | A116.V21 | Path Loss Calibration BT -BT OTA path: 2.4 - 2.5 GHz -Calibration antenna: Horn antenna -According CTIA standard for range loss calibration | A411.V315 | [5 empty] | 10 | 4 | [8 empty] | M3 | 4 | 10 | 100% |  | -4 | #DIVIDE BY ZERO | #UNPARSEABLE | #BLOCKED |  | -0.13333 | #DIVIDE BY ZERO | 0 | 0 | 0 | #DIVIDE BY ZERO | #DIVIDE BY ZERO
|  | 0 | A |  | A116.V21 | Path Loss Calibration Wi-Fi -Wi-Fi OTA path: 2.4 - 2.5 GHz / 5.0 - 7.125 GHz -Calibration antenna: Horn antenna -According CTIA standard for range loss calibration | A411.V317 | [5 empty] | 10 | 4 | [8 empty] | M3 | 4 | 10 | 100% |  | -4 | #DIVIDE BY ZERO | #UNPARSEABLE | #BLOCKED |  | -0.13333 | #DIVIDE BY ZERO | 0 | 0 | 0 | #DIVIDE BY ZERO | #DIVIDE BY ZERO
|  | 0 | A |  | A116.V21 | Path Loss Calibration 5GNR FR1 -5GNR FR1 path: 0.68 - 6 GHz -Calibration antenna: Horn antenna -According CTIA standard for range loss calibration | A411.V31A | [5 empty] | 10 | 4 | [8 empty] | 舊案子可能會需要 | 4 | 10 | 100% |  | -4 | #DIVIDE BY ZERO | #UNPARSEABLE | #BLOCKED |  | -0.13333 | #DIVIDE BY ZERO | 0 | 0 | 0 | #DIVIDE BY ZERO | #DIVIDE BY ZERO
3-量產 |  | 2 | R |  | A116.V | Path Loss Calibration additional | A411.V32 |  | by Measurement Antenna | [16 empty] | #DIVIDE BY ZERO |  | 0 | #DIVIDE BY ZERO | #UNPARSEABLE | #BLOCKED |  | 0 | #DIVIDE BY ZERO | 0 | 0 | 0 | #DIVIDE BY ZERO | #DIVIDE BY ZERO
|  | 0 | A |  | A116.V21 | Path Loss Calibration 6 - 13 (18) GHz -Passive path: 6 - 13 (18) GHz -Calibration antenna: Horn antenna -According CTIA standard for range loss calibration | A411.V321 | [5 empty] | 10 | 4 | [8 empty] | M3 | 4 | 10 | 100% |  | -4 | #DIVIDE BY ZERO | #UNPARSEABLE | #BLOCKED |  | -0.13333 | #DIVIDE BY ZERO | 0 | 0 | 0 | #DIVIDE BY ZERO | #DIVIDE BY ZERO
|  | 0 | A |  | A116.V21 | Path Loss Calibration 0.45 - 6 GHz -Passive path: 0.45 - 6 GHz -Calibration antenna: Horn antenna -According CTIA standard for range loss calibration | A411.V323 | [5 empty] | 10 | 4 | [8 empty] | M3 | 4 | 10 | 100% |  | -4 | #DIVIDE BY ZERO | #UNPARSEABLE | #BLOCKED |  | -0.13333 | #DIVIDE BY ZERO | 0 | 0 | 0 | #DIVIDE BY ZERO | #DIVIDE BY ZERO
3-量產 |  | 7 | R |  | A116.V | Ripple Testing | A411.V4 |  | by Measurement Antenna | [16 empty] | #DIVIDE BY ZERO |  | 0 | #DIVIDE BY ZERO | #UNPARSEABLE | #BLOCKED |  | 0 | #DIVIDE BY ZERO | 0 | 0 | 0 | #DIVIDE BY ZERO | #DIVIDE BY ZERO
|  | 0 | A |  | A116.V31 | Quiet Zone Ripple Testing (A3) -Calibration Antenna: Sleeve dipole -Frequency: 0.836/ 1.88/ 2.45/ 5.5 GHz -Method: Phi 6 points -Quiet zone scale: 30 cm in diameter -Requirement : SD < 1.0 -According CTIA standard for Ripple testing | A411.V421 | [6 empty] | 8 | [9 empty] | 8 |  | #DIVIDE BY ZERO |  | -8 | #DIVIDE BY ZERO | #UNPARSEABLE | #BLOCKED |  | -0.26667 | #DIVIDE BY ZERO | 0 | 0 | 0 | #DIVIDE BY ZERO | #DIVIDE BY ZERO
|  | 0 | A |  | A116.V31 | Quiet Zone Ripple Testing (A6 customized)(A6 5/2.5/2.5) -Calibration Antenna: Sleeve dipole -Frequency: 0.836/ 1.88/ 2.45/ 5.5 GHz -Method: Phi 6 points and theta 7 points -Quiet zone scale: 50 cm in diameter -Requirement : SD < 1.0 -According CTIA standard for Ripple testing | A411.V423 | [6 empty] | 16 | [9 empty] | 16 |  | #DIVIDE BY ZERO |  | -16 | #DIVIDE BY ZERO | #UNPARSEABLE | #BLOCKED |  | -0.53333 | #DIVIDE BY ZERO | 0 | 0 | 0 | #DIVIDE BY ZERO | #DIVIDE BY ZERO
|  | 0 | A |  | A116.V31 | Quiet Zone Ripple Testing (A6 6/3/3)(A6 7/4/3)(A6 6/4/3) -Calibration Antenna: Sleeve dipole -Frequency: 0.836/ 1.88/ 2.45/ 5.5 GHz -Method: Phi 6 points and theta 7 points -Quiet zone scale: 50 cm in diameter -Requirement : SD < 0.8 -According CTIA standard for Ripple testing | A411.V425 | [6 empty] | 16 | [9 empty] | 16 |  | #DIVIDE BY ZERO |  | -16 | #DIVIDE BY ZERO | #UNPARSEABLE | #BLOCKED |  | -0.53333 | #DIVIDE BY ZERO | 0 | 0 | 0 | #DIVIDE BY ZERO | #DIVIDE BY ZERO
|  | 0 | A |  | A116.V31 | Quiet Zone Ripple Testing (A8 8/4/4) -Calibration Antenna: Sleeve dipole -Frequency: 0.836/ 1.88/ 2.45/ 5.5 GHz -Method: Phi 6 points and theta 7 points -Quiet zone scale: 60 cm in diameter -Requirement : SD < 0.8 -According CTIA standard for Ripple testing | A411.V427 | [6 empty] | 16 | [9 empty] | 16 |  | #DIVIDE BY ZERO |  | -16 | #DIVIDE BY ZERO | #UNPARSEABLE | #BLOCKED |  | -0.53333 | #DIVIDE BY ZERO | 0 | 0 | 0 | #DIVIDE BY ZERO | #DIVIDE BY ZERO
|  | 0 | A |  | A116.V31 | Quiet Zone Ripple Testing -Calibration Antenna: Sleeve dipole -Frequency: 0.836/ 1.88/ 2.45/ 5.5 GHz -Method: Phi 6 points -Quiet zone scale: 30 cm in diameter -Requirement : Not guaranteed -According CTIA standard for Ripple testing | A411.V431 | [6 empty] | 8 | [9 empty] | 8 |  | #DIVIDE BY ZERO |  | -8 | #DIVIDE BY ZERO | #UNPARSEABLE | #BLOCKED |  | -0.26667 | #DIVIDE BY ZERO | 0 | 0 | 0 | #DIVIDE BY ZERO | #DIVIDE BY ZERO
|  | 0 | A |  | A116.V31 | Quiet Zone Ripple Testing -Calibration Antenna: Sleeve dipole -Frequency: 0.836/ 1.88/ 2.45/ 5.5 GHz -Method: Phi 6 points and theta 7 points -Quiet zone scale: 50 cm in diameter -Requirement : Not guaranteed -According CTIA standard for Ripple testing | A411.V433 | [6 empty] | 16 | [9 empty] | 16 |  | #DIVIDE BY ZERO |  | -16 | #DIVIDE BY ZERO | #UNPARSEABLE | #BLOCKED |  | -0.53333 | #DIVIDE BY ZERO | 0 | 0 | 0 | #DIVIDE BY ZERO | #DIVIDE BY ZERO
|  | 0 | A |  | A116.V31 | Quiet Zone Ripple Testing -Calibration Antenna: Sleeve dipole -Frequency: 0.836/ 1.88/ 2.45/ 5.5 GHz -Method: Phi 6 points and theta 7 points -Quiet zone scale: 60 cm in diameter -Requirement : Not guaranteed -According CTIA standard for Ripple testing | A411.V435 | [6 empty] | 16 | [9 empty] | 16 |  | #DIVIDE BY ZERO |  | -16 | #DIVIDE BY ZERO | #UNPARSEABLE | #BLOCKED |  | -0.53333 | #DIVIDE BY ZERO | 0 | 0 | 0 | #DIVIDE BY ZERO | #DIVIDE BY ZERO
3-量產 |  | 8 | R |  | A116.V | Reliability testing | A411.V5 | [18 empty] | #DIVIDE BY ZERO |  | 0 | #DIVIDE BY ZERO | #UNPARSEABLE | #BLOCKED |  | 0 | #DIVIDE BY ZERO | 0 | 0 | 0 | #DIVIDE BY ZERO | #DIVIDE BY ZERO
|  | 0 |  |  |  | Reliability Testing Passive -Passive mode -The 3D antenna efficiency(%) result in standard deviation should be less than 10% -Use Atenlab golden sample, perform the 3D passive test in 10 times -During the test, the DUT should not removed (to avoid re-position error) -Performing 10 frequencies between the system operation frequency | A411.V511 | [6 empty] | 12 | [9 empty] | 12 |  | #DIVIDE BY ZERO |  | -12 | #DIVIDE BY ZERO | #UNPARSEABLE | #BLOCKED |  | -0.4 | #DIVIDE BY ZERO | 0 | 0 | 0 | #DIVIDE BY ZERO | #DIVIDE BY ZERO
|  | 0 |  |  |  | Reliability Testing -GSM/ CDMA/ WCDMA/ TD-SCDMA/ TDD-LTE/ FDD-LTE/ 5GNR FR1 -Cellular TRP: The 3D TRP(dBm) result in standard deviation should be less than 0.5 dBm Use Atenlab golden sample, perform the 3D TRP test in 5 times (30° angle step) Performing total 6 channels maximum Performing 1 modulation only -Cellular TIS: The 3D TIS(dBm) result in standard deviation should be less than 1 dBm Use Atenlab golden sample, perform the 3D TRP test in 5 times (45° angle step) Performing total 2 channels maximum Performing 1 modulation only -During the test, the DUT should not removed (to avoid re-position error) | A411.V513 | [6 empty] | 63 | [9 empty] | 63 |  | #DIVIDE BY ZERO |  | -63 | #DIVIDE BY ZERO | #UNPARSEABLE | #BLOCKED |  | -2.1 | #DIVIDE BY ZERO | 0 | 0 | 0 | #DIVIDE BY ZERO | #DIVIDE BY ZERO
|  | 0 |  |  |  | Reliability Testing Passive/Cellular/BT/ Wi-Fi -Passive mode: The 3D antenna efficiency(%) result in standard deviation should be less than 10% Use Atenlab golden sample, perform the 3D passive test in 10 times -Cellular TRP: The 3D TRP(dBm) result in standard deviation should be less than 0.5 dBm Use Atenlab golden sample, perform the 3D TRP test in 5 times (30° angle step) Performing total 6 channels maximum Performing 1 modulation only -Cellular TIS: The 3D TIS(dBm) result in standard deviation should be less than 1 dBm Use Atenlab golden sample, perform the 3D TRP test in 5 times (45° angle step) Performing total 2 channels maximum Performing 1 modulation only -During the test, the DUT should not removed (to avoid re-position error) -BT/ Wi-Fi OTA mode: -Perform the TRP test, the test result export successfully -Perform the TIS test, the test result export successfully | A411.V514 | [6 empty] | 44 | [9 empty] | 44 |  | #DIVIDE BY ZERO |  | -44 | #DIVIDE BY ZERO | #UNPARSEABLE | #BLOCKED |  | -1.4667 | #DIVIDE BY ZERO | 0 | 0 | 0 | #DIVIDE BY ZERO | #DIVIDE BY ZERO
|  | 0 |  |  |  | Reliability Testing Passive/BT/ Wi-Fi -Passive mode: The 3D antenna efficiency(%) result in standard deviation should be less than 10% Use Atenlab golden sample, perform the 3D passive test in 10 times -During the test, the DUT should not removed (to avoid re-position error) -BT/ Wi-Fi OTA mode: -Perform the TRP test, the test result export successfully -Perform the TIS test, the test result export successfully | A411.V515 | [6 empty] | 20 | [9 empty] | 20 |  | #DIVIDE BY ZERO |  | -20 | #DIVIDE BY ZERO | #UNPARSEABLE | #BLOCKED |  | -0.66667 | #DIVIDE BY ZERO | 0 | 0 | 0 | #DIVIDE BY ZERO | #DIVIDE BY ZERO
|  | 0 |  |  |  | 5GNR FR1 OTA function -5GNR FR1 OTA mode: -Perform the TRP test, the test result export successfully -Perform the TIS test, the test result export successfully | A411.V517 | [6 empty] | 20 | [9 empty] | 20 |  | #DIVIDE BY ZERO |  | -20 | #DIVIDE BY ZERO | #UNPARSEABLE | #BLOCKED |  | -0.66667 | #DIVIDE BY ZERO | 0 | 0 | 0 | #DIVIDE BY ZERO | #DIVIDE BY ZERO
|  | 0 |  |  |  | Reliability Testing Passive/Cellular -Passive mode: Provide the 3D antenna efficiency(%) result in standard deviation Use buyer's golden sample, perform the 3D passive test in 10 times -Cellular TRP: Provide the 3D TRP(dBm) result in standard deviation Use buyer's golden sample, perform the 3D TRP test in 5 times (30° angle step) Performing total 6 channels maximum Performing 1 modulation only -Cellular TIS: Provide the 3D TIS(dBm) result in standard deviation Use buyer's golden sample, perform the 3D TRP test in 5 times (45° angle step) Performing total 2 channels maximum Performing 1 modulation only -During the test, the DUT should not removed (to avoid re-position error) | A411.V51A | [6 empty] | 36 | [9 empty] | 36 |  | #DIVIDE BY ZERO |  | -36 | #DIVIDE BY ZERO | #UNPARSEABLE | #BLOCKED |  | -1.2 | #DIVIDE BY ZERO | 0 | 0 | 0 | #DIVIDE BY ZERO | #DIVIDE BY ZERO
|  | 0 |  |  |  | Software function check -BT OTA/ Wi-Fi OTA/ LTE-M/ NB-IoT/ LTE CA/ GPRS/ EDGE/ 1xEV-DO/ HSDPA -Perform the TRP test, the test result export successfully -Perform the TIS test, the test result export successfully -Test modulation (mode) consistent with the quotation -The part of test will be omitted if user's equipment is not available | A411.V521 | [6 empty] | 9 | [9 empty] | 9 |  | #DIVIDE BY ZERO |  | -9 | #DIVIDE BY ZERO | #UNPARSEABLE | #BLOCKED |  | -0.3 | #DIVIDE BY ZERO | 0 | 0 | 0 | #DIVIDE BY ZERO | #DIVIDE BY ZERO
|  | 0 |  |  |  | Software function check -Perform the test, test result export successfully | A411.V523 | [6 empty] | 8 | [9 empty] | 8 |  | #DIVIDE BY ZERO |  | -8 | #DIVIDE BY ZERO | #UNPARSEABLE | #BLOCKED |  | -0.26667 | #DIVIDE BY ZERO | 0 | 0 | 0 | #DIVIDE BY ZERO | #DIVIDE BY ZERO
3-量產 |  | 2 | N |  | A116.V | OTAP System Warranty | A411.W | 2.5 | 免費 | [16 empty] | #DIVIDE BY ZERO |  | 0 | #DIVIDE BY ZERO | #UNPARSEABLE | #BLOCKED |  | 0 | #DIVIDE BY ZERO | 0 | 0 | 0 | #DIVIDE BY ZERO | #DIVIDE BY ZERO
3-量產 |  | 3 | R |  | A116.V | OTAP System Warranty | A411.W1 |  | by Measurement Antenna | [16 empty] | #DIVIDE BY ZERO |  | 0 | #DIVIDE BY ZERO | #UNPARSEABLE | #BLOCKED |  | 0 | #DIVIDE BY ZERO | 0 | 0 | 0 | #DIVIDE BY ZERO | #DIVIDE BY ZERO
|  | 0 | A |  | A116.W05 | OTAP 2 year warranty for upgraded item -Hardware coverage in case of natural damage -Warranty excluded: RF passive components, Test fixtures, Computer, Monitor, and the components not provided from Atenlab | A411.W111 | 3 |  |  |  | 1 | 0 | 44 | 0 | [8 empty] | 44 | 0 | #DIVIDE BY ZERO |  | -44 | #DIVIDE BY ZERO | #UNPARSEABLE | #BLOCKED |  | -1.4667 | #DIVIDE BY ZERO | 0 | 0 | 0 | #DIVIDE BY ZERO | #DIVIDE BY ZERO
|  | 0 | A |  | A116.W05 | OTAP 1 year warranty for upgraded item -Hardware coverage in case of natural damage -Warranty excluded: RF passive components, Test fixtures, Computer, Monitor, and the components not provided from Atenlab | A411.W112 | 3 |  |  |  | 1 | 0 | 22 | 0 | [8 empty] | 22 | 0 | #DIVIDE BY ZERO |  | -22 | #DIVIDE BY ZERO | #UNPARSEABLE | #BLOCKED |  | -0.73333 | #DIVIDE BY ZERO | 0 | 0 | 0 | #DIVIDE BY ZERO | #DIVIDE BY ZERO
|  | 0 | A |  | A116.W05 | OTAP 1 month warranty for repaired item -Hardware coverage in case of natural damage | A411.W122 | 3 |  |  |  | 1 | 0 | 2 | 0 | [8 empty] | 2 | 0 | #DIVIDE BY ZERO |  | -2 | #DIVIDE BY ZERO | #UNPARSEABLE | #BLOCKED |  | -0.066667 | #DIVIDE BY ZERO | 0 | 0 | 0 | #DIVIDE BY ZERO | #DIVIDE BY ZERO
3-量產 |  | 5 | R |  | A116.V | OTAP System Warranty Extension | A411.W2 |  | by Measurement Antenna | [16 empty] | #DIVIDE BY ZERO |  | 0 | #DIVIDE BY ZERO | #UNPARSEABLE | #BLOCKED |  | 0 | #DIVIDE BY ZERO | 0 | 0 | 0 | #DIVIDE BY ZERO | #DIVIDE BY ZERO
|  | 0 | A |  | A116.W05 | System 1 year warranty extension -Software free upgrade -Hardware coverage in case of natural damage -Maintenance: Turntable and shielding door, twice a year -Performance check: Quiet zone ripple and shielding effective, once a year -Replacement: RF rotary joint and passive RF cable on the turntable, at first year | A411.W211 |  |  |  |  | 1 |  | 22 | [9 empty] | 22 |  | #DIVIDE BY ZERO |  | -22 | #DIVIDE BY ZERO | #UNPARSEABLE | #BLOCKED |  | -0.73333 | #DIVIDE BY ZERO | 0 | 0 | 0 | #DIVIDE BY ZERO | #DIVIDE BY ZERO
|  | 0 | A |  | A116.W05 | System 2 years warranty extension -Software free upgrade -Hardware coverage in case of natural damage -Maintenance: Turntable and shielding door, twice a year -Performance check: Quiet zone ripple and shielding effective, once a year -Replacement: RF rotary joint and passive RF cable on the turntable, at first year | A411.W212 |  |  |  |  | 1 |  | 60.4 | [9 empty] | 60.4 |  | #DIVIDE BY ZERO |  | -60.4 | #DIVIDE BY ZERO | #UNPARSEABLE | #BLOCKED |  | -2.0133 | #DIVIDE BY ZERO | 0 | 0 | 0 | #DIVIDE BY ZERO | #DIVIDE BY ZERO
|  | 0 | A |  | A116.W05 | System 3 years warranty extension -Software free upgrade -Hardware coverage in case of natural damage -Maintenance: Turntable and shielding door, twice a year -Performance check: Quiet zone ripple and shielding effective, once a year -Replacement: RF rotary joint and passive RF cable on the turntable, at first year | A411.W213 |  |  |  |  | 1 |  | 82.4 | [9 empty] | 82.4 |  | #DIVIDE BY ZERO |  | -82.4 | #DIVIDE BY ZERO | #UNPARSEABLE | #BLOCKED |  | -2.7467 | #DIVIDE BY ZERO | 0 | 0 | 0 | #DIVIDE BY ZERO | #DIVIDE BY ZERO
|  | 0 | A |  | A116.W05 | System 4 years warranty extension -Software free upgrade -Hardware coverage in case of natural damage -Maintenance: Turntable and shielding door, twice a year -Performance check: Quiet zone ripple and shielding effective, once a year -Replacement: RF rotary joint and passive RF cable on the turntable, at first year | A411.W214 |  |  |  |  | 1 |  | 120.8 | [9 empty] | 120.8 |  | #DIVIDE BY ZERO |  | -120.8 | #DIVIDE BY ZERO | #UNPARSEABLE | #BLOCKED |  | -4.0267 | #DIVIDE BY ZERO | 0 | 0 | 0 | #DIVIDE BY ZERO | #DIVIDE BY ZERO
|  | 0 | A |  | A116.W05 | System 5 years warranty extension -Software free upgrade -Hardware coverage in case of natural damage -Maintenance: Turntable and shielding door, twice a year -Performance check: Quiet zone ripple and shielding effective, once a year -Replacement: RF rotary joint and passive RF cable on the turntable, at first year | A411.W215 |  |  |  |  | 1 |  | 142.8 | [9 empty] | 142.8 |  | #DIVIDE BY ZERO |  | -142.8 | #DIVIDE BY ZERO | #UNPARSEABLE | #BLOCKED |  | -4.76 | #DIVIDE BY ZERO | 0 | 0 | 0 | #DIVIDE BY ZERO | #DIVIDE BY ZERO
6 |  |  | F |  | A41 | OTAP-M Multi Probe Solution Upgrade | A413 | 1 | A1/A2/A3/A4/A6/A8/A9 | [6 empty] | #DIVIDE BY ZERO | #DIVIDE BY ZERO
3-量產 |  | 6 | F |  | A116.PONN | OTAP Anechoic Chamber Upgrade | A413.A | [18 empty] | #DIVIDE BY ZERO |  | 0 | #DIVIDE BY ZERO | #UNPARSEABLE | #BLOCKED |  | 0 | #DIVIDE BY ZERO | 0 | 0 | 0 | #DIVIDE BY ZERO | #DIVIDE BY ZERO
0-未開 |  | 0 | R |  | A116.A | SE-R4 Cubic Shielding Room | A413.A11 | [18 empty] | #DIVIDE BY ZERO |  | 0 | #DIVIDE BY ZERO | #UNPARSEABLE | #BLOCKED |  | 0 | #DIVIDE BY ZERO | 0 | 0 | 0 | #DIVIDE BY ZERO | #DIVIDE BY ZERO
3-量產 |  | 0 | R |  | A116.A | SE-D2 Shielding Swing Door | A413.A13 | [30 empty] | #DIVIDE BY ZERO | #DIVIDE BY ZERO
[6 empty] | SE-D91 - Shielding door maintenance -Clean the knife slot the finger stock for good contact -Check the mechanism status | A413.A13A
[6 empty] | SE-D91 - Finger stock maintenance -Replace all the finger stock on the shielding door/ frame -Clean the knife slot for good contact | A413.A13C
[6 empty] | SE-D92 - Repair the electronic controller -A repair to the door latch controller | A413.A13E
3-量產 |  |  | R |  | A118.A | SE-A1 Access panel | A413.A17
[5 empty] | A211.F1 | SE-A23 Access panel (OTA Standard) -Dimension: H30 x W30 cm -SMA Jack to Jack x 10 -2" Waveguide tube for extension cable through, 1 set | A413.A171 | [6 empty] | 20 | [23 empty] | #DIVIDE BY ZERO | #DIVIDE BY ZERO
[5 empty] | A211.F1 | SE-A23 Access panel (OTA Standard +Tput 8x8) -Dimension: H30 x W30 cm -SMA Jack to Jack x 20 -2" Waveguide tube for extension cable through, 1 set | A413.A173 | [6 empty] | 20 | [23 empty] | #DIVIDE BY ZERO | #DIVIDE BY ZERO
[5 empty] | A211.F1 | SE-A29 Access panel refit -Add SMA Jack to Jack x 10 | A413.A17E | [30 empty] | #DIVIDE BY ZERO | #DIVIDE BY ZERO
0-未開 |  | Y |  |  | A211.PON | SE-H Shielding Honeycomb Air Vent | A413.A19
[6 empty] | SE-H23 Shielding Honeycomb Air Vent -Dimension: 0.3 x 0.3m (L/W) -Shielding effective: 30M - 18GHz > 100dB | A413.A191 | [30 empty] | #DIVIDE BY ZERO | #DIVIDE BY ZERO
[6 empty] | SE-H23 Shielding Honeycomb Air Vent -Dimension: 0.3 x 0.3m (L/W) -Shielding effective: 0.03 - 50GHz > 100dB | A413.A193 | [30 empty] | #DIVIDE BY ZERO | #DIVIDE BY ZERO
3-量產 |  |  | R |  | A116.A | AB-X1 EPP Absorber Set | A413.A3
[5 empty] | A212.X | AB-X12 EPP Pyramid Absorber | A413.A31 | [30 empty] | #DIVIDE BY ZERO | #DIVIDE BY ZERO
[5 empty] | A212.X | AB-X12-03 EPP 5.5cm Height Pyramid Absorber -Material: Expandable Polypropylene -Frequency: 0.1 - 110GHz -Dimension: L30.0 x W30.0 x H5.5cm -RoHS & REACH Compliant | A413.A311 | [6 empty] | 0.2 | [23 empty] | #DIVIDE BY ZERO | #DIVIDE BY ZERO
[5 empty] | A212.X | AB-X12-30 EPP 30cm Height Pyramid Absorber -Material: Expandable Polypropylene -Frequency: 0.1 - 110GHz -Dimension: L60.0 x W60.0 x H30.0cm -RoHS & REACH Compliant | A413.A313 | [6 empty] | 92 | [23 empty] | #DIVIDE BY ZERO | #DIVIDE BY ZERO
[5 empty] | A212.X | AB-X12-60 EPP 60cm Height Pyramid Absorber -Material: Expandable Polypropylene -Frequency: 0.1 - 110GHz -Dimension: L60.0 x W60.0 x H60.0cm -RoHS & REACH Compliant | A413.A315 | [6 empty] | 220 | [23 empty] | #DIVIDE BY ZERO | #DIVIDE BY ZERO
[5 empty] | A212.X | AB-X14 EPP Flatten Absorber | A413.A33 | [30 empty] | #DIVIDE BY ZERO | #DIVIDE BY ZERO
[5 empty] | A212.X | AB-X14-03 RF EPP Flatten Absorber -Material: Expandable Polypropylene -Frequency: 0.1 - 110GHz -Dimension: L30.0 x W30.0 x H3.0cm -RoHS & REACH Compliant | A413.A331 | [6 empty] | 0.1 | [23 empty] | #DIVIDE BY ZERO | #DIVIDE BY ZERO
|  |  | R |  | A116.A | AB-X19 EPP Absorber sets | A413.A39
[5 empty] | A212.X | AB-X1 EPP Absorber Set (M-Class-1.0m) -Material: Expandable Polypropylene -Frequency: 0.4 - 18GHz -AB-X12: 30cm height pyramid absorber -AB-X14: 3cm height flatten absorber -RoHS & REACH Compliant | A413.A391 | [6 empty] | 217.74 | [23 empty] | #DIVIDE BY ZERO | #DIVIDE BY ZERO
[5 empty] | A212.X | AB-X1 EPP Absorber Set (M-Class-1.5m) -Material: Expandable Polypropylene -Frequency: 0.4 - 18GHz -AB-X12: 30cm height pyramid absorber -AB-X14: 3cm height flatten absorber -RoHS & REACH Compliant | A413.A392 | [6 empty] | 362 | [23 empty] | #DIVIDE BY ZERO | #DIVIDE BY ZERO
[5 empty] | A212.X | AB-X1 EPP Absorber Set (M-Class-2.0m) -Material: Expandable Polypropylene -Frequency: 0.4 - 18GHz -AB-X12: 30cm height pyramid absorber -AB-X14: 3cm height flatten absorber -RoHS & REACH Compliant | A413.A393 | [6 empty] | 591.76 | [23 empty] | #DIVIDE BY ZERO | #DIVIDE BY ZERO
[5 empty] | A212.X | AB-X1 EPP Absorber Set ((M-Class-0.8m) -Material: Expandable Polypropylene -Frequency: 0.4 - 18GHz -AB-X12: 30cm height pyramid absorber -AB-X14: 3cm height flatten absorber -RoHS & REACH Compliant | A413.A394 | [6 empty] | 0 | [23 empty] | #DIVIDE BY ZERO | #DIVIDE BY ZERO
|  | Y |  |  | A211.PON | SE-F Power & Signal filter Set | A413.A4
[5 empty] | A211.F | SE-F1 Power filter (Single phase) | A413.A4A | [30 empty] | #DIVIDE BY ZERO | #DIVIDE BY ZERO
[6 empty] | SE-F21 RJ11 | A413.A41 | [30 empty] | #DIVIDE BY ZERO | #DIVIDE BY ZERO
[6 empty] | SE-F22 RJ45 | A413.A43 | [30 empty] | #DIVIDE BY ZERO | #DIVIDE BY ZERO
[6 empty] | SE-F23 USB | A413.A45 | [30 empty] | #DIVIDE BY ZERO | #DIVIDE BY ZERO
[6 empty] | SE-F24 Optical Convertor | A413.A47 | [30 empty] | #DIVIDE BY ZERO | #DIVIDE BY ZERO
[6 empty] | SE-F24-02 Ethernet 10Gbps Media Converter -RJ45: 10G/5G/2.5G/1G/100BASE-T -Fiber Optic Interface: 10GBASE-X R SFP+ -Power Requirements: 5V DC, 2A max. -Power Consumption: 3.75 watts -Regulatory Compliance: FCC Part 15 Class A, CE | A413.A471 | [6 empty] | 16.2 | [23 empty] | #DIVIDE BY ZERO | #DIVIDE BY ZERO
[5 empty] | A211.F | SE-F3 Power filter (3 phase) | A413.A4C | [30 empty] | #DIVIDE BY ZERO | #DIVIDE BY ZERO
[5 empty] | A211.F | SE-F9 Filter set | A413.A49 | [30 empty] | #DIVIDE BY ZERO | #DIVIDE BY ZERO
[5 empty] | A211.F1 | SE-F Power & Signal filter Set -SE-F12 1P2W 100 -280 VAC/16 A (for EUT) -SE-F12 1P2W 100 -280 VAC/16 A (for Equipment) -SE-F22-02 RJ45 1Gbps x 2 (1 for Equipment) -SE-F23-02 USB3.0 x 1 -SE-F25-01 RS-232/485 x 2 (for Equipment) | A413.A491 | [30 empty] | #DIVIDE BY ZERO | #DIVIDE BY ZERO
[5 empty] | A211.F1 | SE-F Power & Signal filter Set (R2/ A2/ A3) -SE-F12 1P2W 100 -280 VAC/ 6 A x 1(for Equipment & EUT) -SE-F14 50VDC/ 2A, DC005 (5.5mm/ 2.1mm) x 2 -SE-F22-02 RJ45 1Gbps x 2 -SE-F23-02 USB3.0 x 3 (1 for Positioner) | A413.A497 | [30 empty] | #DIVIDE BY ZERO | #DIVIDE BY ZERO
[5 empty] | A211.F1 | SE-F Power & Signal filter Set (A3) -SE-F12 1P2W 100 -280 VAC/16 A x 1(for Equipment & EUT) -SE-F25-01 RS-232/485 x 2 (for Equipment) | A413.A493 | [30 empty] | #DIVIDE BY ZERO | #DIVIDE BY ZERO
3-量產 |  | 0 | M/R |  | A116.A | SE-X Laser Alignment System | A413.A21 | [30 empty] | #DIVIDE BY ZERO | #DIVIDE BY ZERO
[6 empty] | SE-X31 Laser Alignment System -Independent 3 red laser line -Mounting type: Wall bracket -Horizontal alignment: 1 line -Vertical alignment: 2 line | A413.A211 | [5 empty] | 30 | 4.044 | 20
[6 empty] | SE-X19 Laser Alignment unit -Independent Red laser line -Mounting type: Wall bracket -Power input: 110/220 VAC | A413.A213 | [6 empty] | 5.368
3-量產 |  |  | R |  | A173.A.PON | SE-L Lighting | A413.A25
[6 empty] | SE-L31 LED Lighting -Power consumption: 50W | A413.A251 | [6 empty] | 5 | [23 empty] | #DIVIDE BY ZERO | #DIVIDE BY ZERO
[6 empty] | SE-L39 Lighting repair -Power consumption: 50W | A413.A259 | [6 empty] | 0.22 | [23 empty] | #DIVIDE BY ZERO | #DIVIDE BY ZERO
3-量產 |  | 0 | M/R |  | A162.A.PON | SE-V1 CCTV System | A413.A23 | [30 empty] | #DIVIDE BY ZERO | #DIVIDE BY ZERO
[6 empty] | SE-V12 CCTV System -2560 x 1440 @ 30 fps -2.8 - 12 mm motor zoom lens | A413.A231 | [5 empty] | 30 | 6.52 | 27 | [22 empty] | #DIVIDE BY ZERO | #DIVIDE BY ZERO
3-量產 |  | 0 | F |  | #UNPARSEABLE | SE-B Single Box | A413.B | [18 empty] | #DIVIDE BY ZERO |  | 0 | #DIVIDE BY ZERO | #UNPARSEABLE | #BLOCKED |  | 0 | #DIVIDE BY ZERO | 0 | 0 | 0 | #DIVIDE BY ZERO | #DIVIDE BY ZERO
3-量產 |  |  |  |  | A211.B | SE-B1 Single Box | A413.B1 | [30 empty] | #DIVIDE BY ZERO | #DIVIDE BY ZERO
[6 empty] | SE-B13 Shielding Box (for throughput) -Shielding enclosures dimension: L70 x W70 x H120 +/-5cm -Shielding swing door: W40 x H40 cm, auto-latching x1 -Shielding effective: 2.0 GHz - 8.0 GHz > 80 dB -Signal filter: RJ-45 10Gbps x5, RJ-45 1Gbps filter x1, USB3.0 x2, USB2.0 x1 -Power filter: 100-280VAC single phase 2 wire 16A x2 -Honeycomb Air Vent: Dimension: 0.1 x 0.1m (L/W) x1 -Painted on visual panel | A413.B111 | [6 empty] | 140 | [23 empty] | #DIVIDE BY ZERO | #DIVIDE BY ZERO
3-量產 |  | 5 | F |  | #UNPARSEABLE | OTAP RF Measurement | A413.C | 2 | [17 empty] | #DIVIDE BY ZERO |  | 0 | #DIVIDE BY ZERO | #UNPARSEABLE | #BLOCKED |  | 0 | #DIVIDE BY ZERO | 0 | 0 | 0 | #DIVIDE BY ZERO | #DIVIDE BY ZERO
3-量產 |  | 0 | R |  | A116.C | Measurement Antenna | A413.C1 | [18 empty] | #DIVIDE BY ZERO |  | 0 | #DIVIDE BY ZERO | #UNPARSEABLE | #BLOCKED |  | 0 | #DIVIDE BY ZERO | 0 | 0 | 0 | #DIVIDE BY ZERO | #DIVIDE BY ZERO
2-開發 |  | 1 |  |  |  | 垂直環 | [19 empty] | #DIVIDE BY ZERO |  | 0 | #DIVIDE BY ZERO | #UNPARSEABLE | #BLOCKED |  | 0 | #DIVIDE BY ZERO | 0 | 0 | 0 | #DIVIDE BY ZERO | #DIVIDE BY ZERO
3-量產 |  | 6 |  |  | A173.C.PON | AT-A2 Horizontal Arch Array Antenna | A413.C12 | [18 empty] | #DIVIDE BY ZERO |  | 0 | #DIVIDE BY ZERO | #UNPARSEABLE | #BLOCKED |  | 0 | #DIVIDE BY ZERO | 0 | 0 | 0 | #DIVIDE BY ZERO | #DIVIDE BY ZERO
|  | 0 | A |  | A173.C01 | AT-A21-01 Horizontal Array Antenna System(4HAA-1.5) -Antenna pitch: 45 degree -measurement distance: 1.5m -4 Dual-polarized antennas -Frequency: 0.65 - 8.0GHz -Antenna gain: 6dBi (Typical) -Polarization: Dual linear polarization -Polarization isolation: > 25dB | A413.C121 | [6 empty] | 165 | [9 empty] | 165 |  | #DIVIDE BY ZERO |  | -165 | #DIVIDE BY ZERO | #UNPARSEABLE | #BLOCKED |  | -5.5 | #DIVIDE BY ZERO | 0 | 0 | 0 | #DIVIDE BY ZERO | #DIVIDE BY ZERO
|  | 0 | A |  | A173.C01 | AT-A21-02 Horizontal Array Antenna System(8HAA-1.5) -Antenna pitch: 45 degree -measurement distance: 1.5m -8 Dual-polarized antennas -Frequency: 0.65 - 8.0GHz -Antenna gain: 6dBi (Typical) -Polarization: Dual linear polarization -Polarization isolation: > 25dB | A413.C125 | [6 empty] | 250 | [9 empty] | 250 |  | #DIVIDE BY ZERO |  | -250 | #DIVIDE BY ZERO | #UNPARSEABLE | #BLOCKED |  | -8.3333 | #DIVIDE BY ZERO | 0 | 0 | 0 | #DIVIDE BY ZERO | #DIVIDE BY ZERO
|  | 0 | A |  | A173.C01 | AT-A21-01 Horizontal Array Antenna System(4HAA-1.0) -Antenna pitch: 45 degree -measurement distance: 1.0m -4 Dual-polarized antennas -Frequency: 0.65 - 8.0GHz -Antenna gain: 6dBi (Typical) -Polarization: Dual linear polarization -Polarization isolation: > 25dB | A413.C122 | [6 empty] | 100 | [9 empty] | 100 |  | #DIVIDE BY ZERO |  | -100 | #DIVIDE BY ZERO | #UNPARSEABLE | #BLOCKED |  | -3.3333 | #DIVIDE BY ZERO | 0 | 0 | 0 | #DIVIDE BY ZERO | #DIVIDE BY ZERO
|  | 0 | A |  | A173.C01 | AT-A21-01 Horizontal Array Antenna System(4HAA-2.0) -Antenna pitch: 45 degree -measurement distance: 2.0m -4 Dual-polarized antennas -Frequency: 0.65 - 8.0GHz -Antenna gain: 6dBi (Typical) -Polarization: Dual linear polarization -Polarization isolation: > 25dB | A413.C123 | [6 empty] | 236 | [9 empty] | 236 |  | #DIVIDE BY ZERO |  | -236 | #DIVIDE BY ZERO | #UNPARSEABLE | #BLOCKED |  | -7.8667 | #DIVIDE BY ZERO | 0 | 0 | 0 | #DIVIDE BY ZERO | #DIVIDE BY ZERO
|  | 0 | A |  | A173.C01 | AT-A21-02 Horizontal Array Antenna System(8HAA-2.0) -Antenna pitch: 45 degree -measurement distance: 2.0m -8 Dual-polarized antennas -Frequency: 0.65 - 8.0GHz -Antenna gain: 6dBi (Typical) -Polarization: Dual linear polarization -Polarization isolation: > 25dB | A413.C126 | [6 empty] | 331 | [9 empty] | 331 |  | #DIVIDE BY ZERO |  | -331 | #DIVIDE BY ZERO | #UNPARSEABLE | #BLOCKED |  | -11.0333 | #DIVIDE BY ZERO | 0 | 0 | 0 | #DIVIDE BY ZERO | #DIVIDE BY ZERO
|  | 0 | A |  | A173.C01 | AT-A21-01 Horizontal Array Antenna System(4HAA-0.8) -Antenna pitch: 45 degree -measurement distance: 2.0m -4 Dual-polarized antennas -Frequency: 0.65 - 8.0GHz -Antenna gain: 6dBi (Typical) -Polarization: Dual linear polarization -Polarization isolation: > 25dB | A413.C127 | [6 empty] | 100 | [9 empty] | 100 |  | #DIVIDE BY ZERO |  | -100 | #DIVIDE BY ZERO | #UNPARSEABLE | #BLOCKED |  | -3.3333 | #DIVIDE BY ZERO | 0 | 0 | 0 | #DIVIDE BY ZERO | #DIVIDE BY ZERO
3-量產 |  | 1 | R |  | A116.A | AT-H Calibration Antenna | A413.C2 | 3 | [17 empty] | #DIVIDE BY ZERO |  | 0 | #DIVIDE BY ZERO | #UNPARSEABLE | #BLOCKED |  | 0 | #DIVIDE BY ZERO | 0 | 0 | 0 | #DIVIDE BY ZERO | #DIVIDE BY ZERO
|  | 0 |  |  |  | AT-H14 Single Polarization Broadband Horn Horn Antenna -Antenna frequency: 0.7 - 18.0 GHz -Antenna gain: 12 dBi (Typical) -Polarization: Single linear polarization -Power handling: Max. 50 Watt CW -Antenna aperture size: 250mm | A413.C211 | [18 empty] | #DIVIDE BY ZERO |  | 0 | #DIVIDE BY ZERO | #UNPARSEABLE | #BLOCKED |  | 0 | #DIVIDE BY ZERO | 0 | 0 | 0 | #DIVIDE BY ZERO | #DIVIDE BY ZERO
[6 empty] | AT-S11 Antenna report -Test report without TAF logo | A413.C291
[6 empty] | AT-S21 TAF 17025 antenna report -Test report with TAF logo -26.5 - 40 GHz | A413.C292 | [6 empty] | 26
3-量產 |  | 5 | R |  | A116.C | FM-S1 OTA Measurement | A413.C3 | [18 empty] | #DIVIDE BY ZERO |  | 0 | #DIVIDE BY ZERO | #UNPARSEABLE | #BLOCKED |  | 0 | #DIVIDE BY ZERO | 0 | 0 | 0 | #DIVIDE BY ZERO | #DIVIDE BY ZERO
|  | 0 |  |  |  | FM-S18-E Measurement Switching (Passive 8 GHz) (本來沒有Passive,例如ETS系統) -Passive for 2 port VNA -Frequency: 0.5 - 18GHz -RF Cables: up to 18GHz -Rotary Joint included -DRE-Dynamic range extender for Passive -Passive golden sample: 0.65 - 8.5GHz | A413.C311 | [6 empty] | 229.22 | [9 empty] | 229.22 |  | #DIVIDE BY ZERO |  | -229.22 | #DIVIDE BY ZERO | #UNPARSEABLE | #BLOCKED |  | -7.6407 | #DIVIDE BY ZERO | 0 | 0 | 0 | #DIVIDE BY ZERO | #DIVIDE BY ZERO
|  | 0 |  |  |  | FM-S18-E Dynamic Range Extender for Passive (原本有Passive, 升級到7.125, 最多到18GHz) -FM-P22 Low Noise Amplifier -Frequency: 0.65 - 18GHz -Gain: 28dB typical (20dB @ 0.65GHz) -P1dB: 10dBm -Noise Figure: 2.8dB -Support passive for 2 port VNA -RF Cables: Connect from NA to switching box via LNA | A413.C312 | [6 empty] | 83.43 | [9 empty] | 83.43 |  | #DIVIDE BY ZERO |  | -83.43 | #DIVIDE BY ZERO | #UNPARSEABLE | #BLOCKED |  | -2.781 | #DIVIDE BY ZERO | 0 | 0 | 0 | #DIVIDE BY ZERO | #DIVIDE BY ZERO
|  | 0 |  |  |  | FM-S18-E Measurement Switching (upgrade to cellular)(單純只有升級主動Cellular, Passive不動維持沿用既有的硬體) -Active for Cellular TRP / TIS -Frequency: 0.5 - 18GHz -RF Cables: up to 18GHz | A413.C313 | [6 empty] | 158.61 | [9 empty] | 158.61 |  | #DIVIDE BY ZERO |  | -158.61 | #DIVIDE BY ZERO | #UNPARSEABLE | #BLOCKED |  | -5.287 | #DIVIDE BY ZERO | 0 | 0 | 0 | #DIVIDE BY ZERO | #DIVIDE BY ZERO
|  | 0 |  |  |  | FM-S18-E Measurement Switching (upgrade to BT/Wi-Fi)(單純只有升級BT/Wi-Fi, Cellular和Passive不動維持沿用既有的硬體)(本身必須有OTA主動) -Active for Bluetooth / Wi-Fi -Frequency: 0.5 - 8GHz -RF Cables: up to 18GHz -DRE-Dynamic range extender for Bluetooth / Wi-Fi | A413.C315 | [6 empty] | 244.73 | [9 empty] | 244.73 |  | #DIVIDE BY ZERO |  | -244.73 | #DIVIDE BY ZERO | #UNPARSEABLE | #BLOCKED |  | -8.1577 | #DIVIDE BY ZERO | 0 | 0 | 0 | #DIVIDE BY ZERO | #DIVIDE BY ZERO
|  | 0 |  |  |  | FM-S18-E Measurement Switching (upgrade to FR1 OTA)(單純只有升級FR1 OTA,其餘都不動維持沿用既有的硬體)(本身必須有OTA主動) -Active for FR1 TRP / TIS -Frequency: 0.5 - 8GHz -RF Cables: up to 18GHz -DRE-Dynamic range extender for 5GNR FR1 | A413.C317 | [6 empty] | 252.33 | [9 empty] | 252.33 |  | #DIVIDE BY ZERO |  | -252.33 | #DIVIDE BY ZERO | #UNPARSEABLE | #BLOCKED |  | -8.411 | #DIVIDE BY ZERO | 0 | 0 | 0 | #DIVIDE BY ZERO | #DIVIDE BY ZERO
3-量產 |  | 5 | R |  | A116.C | RF Unit Replacement | A413.C9 | [18 empty] | #DIVIDE BY ZERO |  | 0 | #DIVIDE BY ZERO | #UNPARSEABLE | #BLOCKED |  | 0 | #DIVIDE BY ZERO | 0 | 0 | 0 | #DIVIDE BY ZERO | #DIVIDE BY ZERO
|  | 7 |  |  |  | RF Cable | A413.C91 | [18 empty] | #DIVIDE BY ZERO |  | 0 | #DIVIDE BY ZERO | #UNPARSEABLE | #BLOCKED |  | 0 | #DIVIDE BY ZERO | 0 | 0 | 0 | #DIVIDE BY ZERO | #DIVIDE BY ZERO
|  | 0 |  |  |  | FM-C11 RF Coaxial Cable -Frequency: DC - 18GHz -Features: Phase stable and flexure -Length: 150cm -Connector: SMA (M) - SMA (M) | A413.C911 | [18 empty] | #DIVIDE BY ZERO |  | 0 | #DIVIDE BY ZERO | #UNPARSEABLE | #BLOCKED |  | 0 | #DIVIDE BY ZERO | 0 | 0 | 0 | #DIVIDE BY ZERO | #DIVIDE BY ZERO
|  | 0 |  |  |  | FM-C11 RF Coaxial Cable -Frequency: DC - 18GHz -Features: Ultra flexure -Length: 150cm -Connector: SMA (M) - SMA (F) | A413.C912 | [18 empty] | #DIVIDE BY ZERO |  | 0 | #DIVIDE BY ZERO | #UNPARSEABLE | #BLOCKED |  | 0 | #DIVIDE BY ZERO | 0 | 0 | 0 | #DIVIDE BY ZERO | #DIVIDE BY ZERO
|  | 0 |  |  |  | FM-C11 RF Coaxial Cable -Frequency: DC - 18GHz -Features: Phase stable and flexure -Length: 250cm -Connector: SMA (M) - SMA (M) | A413.C913 | [18 empty] | #DIVIDE BY ZERO |  | 0 | #DIVIDE BY ZERO | #UNPARSEABLE | #BLOCKED |  | 0 | #DIVIDE BY ZERO | 0 | 0 | 0 | #DIVIDE BY ZERO | #DIVIDE BY ZERO
|  | 0 |  |  |  | FM-C11 RF Coaxial Cable -Frequency: DC - 18GHz -Features: Phase stable and flexure -Length: 650cm -Connector: SMA (M) - SMA (M) | A413.C914 | [18 empty] | #DIVIDE BY ZERO |  | 0 | #DIVIDE BY ZERO | #UNPARSEABLE | #BLOCKED |  | 0 | #DIVIDE BY ZERO | 0 | 0 | 0 | #DIVIDE BY ZERO | #DIVIDE BY ZERO
|  | 0 |  |  |  | FM-C11 RF Coaxial Cable -Frequency: DC - 18GHz -Features: Ultra flexure with core -Length: 80cm -Connector: SMA (M) - SMA (F) | A413.C915 | [18 empty] | #DIVIDE BY ZERO |  | 0 | #DIVIDE BY ZERO | #UNPARSEABLE | #BLOCKED |  | 0 | #DIVIDE BY ZERO | 0 | 0 | 0 | #DIVIDE BY ZERO | #DIVIDE BY ZERO
|  | 0 |  |  |  | FM-C11 RF Coaxial Cable -Frequency: DC - 18GHz -Features: Ultra flexure with core -Length: 150cm -Connector: SMA (M) - SMA (M) | A413.C916 | [18 empty] | #DIVIDE BY ZERO |  | 0 | #DIVIDE BY ZERO | #UNPARSEABLE | #BLOCKED |  | 0 | #DIVIDE BY ZERO | 0 | 0 | 0 | #DIVIDE BY ZERO | #DIVIDE BY ZERO
|  | 0 |  |  |  | FM-C11 RF Coaxial Cable -Frequency: DC - 18GHz -Features: Ultra flexure with core -Length: 300cm -Connector: SMA (M) - SMA (M) | A413.C917 | [18 empty] | #DIVIDE BY ZERO |  | 0 | #DIVIDE BY ZERO | #UNPARSEABLE | #BLOCKED |  | 0 | #DIVIDE BY ZERO | 0 | 0 | 0 | #DIVIDE BY ZERO | #DIVIDE BY ZERO
|  | 2 |  |  |  | RF Adaptor | A413.C92 | [18 empty] | #DIVIDE BY ZERO |  | 0 | #DIVIDE BY ZERO | #UNPARSEABLE | #BLOCKED |  | 0 | #DIVIDE BY ZERO | 0 | 0 | 0 | #DIVIDE BY ZERO | #DIVIDE BY ZERO
|  | 0 |  |  |  | FM-C22 Between Series RF Adaptor -Frequency: DC - 18GHz -Features: Straight -Connector: N-type (M) - SMA (F) | A413.C921 | [18 empty] | #DIVIDE BY ZERO |  | 0 | #DIVIDE BY ZERO | #UNPARSEABLE | #BLOCKED |  | 0 | #DIVIDE BY ZERO | 0 | 0 | 0 | #DIVIDE BY ZERO | #DIVIDE BY ZERO
|  | 0 |  |  |  | FM-C21 RF In Series Adaptor -Frequency: DC - 18GHz -Features: Right angle -Connector: SMA (M) - SMA (F) | A413.C922 | [18 empty] | #DIVIDE BY ZERO |  | 0 | #DIVIDE BY ZERO | #UNPARSEABLE | #BLOCKED |  | 0 | #DIVIDE BY ZERO | 0 | 0 | 0 | #DIVIDE BY ZERO | #DIVIDE BY ZERO
|  | 1 |  |  |  | Rotary Joint | A413.C93 | [18 empty] | #DIVIDE BY ZERO |  | 0 | #DIVIDE BY ZERO | #UNPARSEABLE | #BLOCKED |  | 0 | #DIVIDE BY ZERO | 0 | 0 | 0 | #DIVIDE BY ZERO | #DIVIDE BY ZERO
|  | 0 |  |  |  | FM-C31 RF Rotary Joint -Frequency: DC - 18GHz -Features: Straight -Connector: SMA (F) - SMA (F) | A413.C931 | [18 empty] | #DIVIDE BY ZERO |  | 0 | #DIVIDE BY ZERO | #UNPARSEABLE | #BLOCKED |  | 0 | #DIVIDE BY ZERO | 0 | 0 | 0 | #DIVIDE BY ZERO | #DIVIDE BY ZERO
|  | 0 |  |  |  | Switching Box | A413.C94 | [18 empty] | #DIVIDE BY ZERO |  | 0 | #DIVIDE BY ZERO | #UNPARSEABLE | #BLOCKED |  | 0 | #DIVIDE BY ZERO | 0 | 0 | 0 | #DIVIDE BY ZERO | #DIVIDE BY ZERO
[6 empty] | FM-C4 RF Switching Box -Passive for 2 port VNA -Frequency: 0.5 - 18GHz | A413.C941 | [6 empty] | 48.1
[6 empty] | FM-C4 RF Switching Box -Passive for 2 port VNA -Active for Cellular TRP / TIS -Frequency: 0.5 - 18GHz | A413.C942 | [6 empty] | 86.7
[6 empty] | FM-C4 RF Switching Box -Passive for 2 port VNA -Active for Cellular TRP / TIS -Active for Bluetooth / Wi-Fi -Frequency: 0.5 - 18GHz -DRE-Dynamic range extender (Frequency: 0.5 - 8GHz) for Bluetooth / Wi-Fi / 5GNR FR1 | A413.C943 | [6 empty] | 185
[6 empty] | FM-C4 M1 RF Switching Box -M Class 12 antenna switch | A413.C944 | [6 empty] | 217.6
|  | 0 |  |  |  | Antenna unit | A413.C95 | [18 empty] | #DIVIDE BY ZERO |  | 0 | #DIVIDE BY ZERO | #UNPARSEABLE | #BLOCKED |  | 0 | #DIVIDE BY ZERO | 0 | 0 | 0 | #DIVIDE BY ZERO | #DIVIDE BY ZERO
[6 empty] | AT-V21 Dual polarization Vivaldi Antenna -Antenna frequency: 0.68 - 8.0 GHz -Antenna gain: 6 dBi (Typical) -Polarization: Dual linear polarization -Polarization isolation: > 20dB -Power handling: Max. 4 Watt CW -Antenna aperture size: 210mm | A413.C951 | [5 empty] | #UNPARSEABLE | #UNPARSEABLE | #UNPARSEABLE
3-量產 |  | 4 | F |  | #UNPARSEABLE | OTAP Positioner & Control | A413.E | 2 | [17 empty] | #DIVIDE BY ZERO |  | 0 | #DIVIDE BY ZERO | #UNPARSEABLE | #BLOCKED |  | 0 | #DIVIDE BY ZERO | 0 | 0 | 0 | #DIVIDE BY ZERO | #DIVIDE BY ZERO
3-量產 |  | 1 | A |  | A116.C | AE-T2 OTA 2D Turntable | A413.E12 | [18 empty] | #DIVIDE BY ZERO |  | 0 | #DIVIDE BY ZERO | #UNPARSEABLE | #BLOCKED |  | 0 | #DIVIDE BY ZERO | 0 | 0 | 0 | #DIVIDE BY ZERO | #DIVIDE BY ZERO
|  | 0 | A1 |  | A116.E02 | AE-T12 2D Performance Turntable (M-Class Standard) -Diameter : 0.2m -Max. loading: 30 Kg -Max. speed: 3 RPM -Resolution: 0.1° -Accuracy: ±0.5° -Travel: 0° - 360° -Power consumption: 200W | A413.E121 | [6 empty] | 1.4 | [9 empty] | 1.4 |  | #DIVIDE BY ZERO |  | -1.4 | #DIVIDE BY ZERO | #UNPARSEABLE | #BLOCKED |  | -0.046667 | #DIVIDE BY ZERO | 0 | 0 | 0 | #DIVIDE BY ZERO | #DIVIDE BY ZERO
0-未開 |  | 1 | A |  | A116.C | AE-T3 OTA 3D Turntable | A413.E13 | [18 empty] | #DIVIDE BY ZERO |  | 0 | #DIVIDE BY ZERO | #UNPARSEABLE | #BLOCKED |  | 0 | #DIVIDE BY ZERO | 0 | 0 | 0 | #DIVIDE BY ZERO | #DIVIDE BY ZERO
|  | 0 | A1 |  | A116.E02 | AE-T32 3D Performance Type Turntable -Motion: Roll/ Azimuth -Diameter : 1.2m -Max. vertical loading: 15Kg -Max. speed: 20 RPM (Roll) / 7 RPM (Azimuth) -Maximum torque: 8 N-m -Resolution: 0.1° -Encoder Accuracy: ±0.5° -Travel: 0° - 360° -Power: 220VAC -Power consumption: 700W -Adaptor platform | A413.E131 | [5 empty] | #UNPARSEABLE | #UNPARSEABLE | #UNPARSEABLE | [8 empty] | #BLOCKED | #BLOCKED | #BLOCKED |  | #BLOCKED | #BLOCKED | #UNPARSEABLE | #BLOCKED |  | #BLOCKED | #BLOCKED | 0 | 0 | 0 | #DIVIDE BY ZERO | #DIVIDE BY ZERO
|  | Y |  |  | #UNPARSEABLE | AE-T6 Manually Antenna Tower | A413.E16 | 3
|  | 0 | A1 |  | A116.E02 | AE-T62 Manually Antenna Tower -Height adjustable range: 1 - 1.8m -Total mast height: 2.0m -Max. loading: 8 Kg -Capacity: Single directional antenna -Antenna polarization switching: Manually | A413.E161 | [18 empty] | #DIVIDE BY ZERO |  | 0 | #DIVIDE BY ZERO | #UNPARSEABLE | #BLOCKED |  | 0 | #DIVIDE BY ZERO | 0 | 0 | 0 | #DIVIDE BY ZERO | #DIVIDE BY ZERO
3-量產 |  | 4 | R |  | #UNPARSEABLE | AE-C1 Desktop IPC Controller | A413.E21 | [18 empty] | #DIVIDE BY ZERO |  | 0 | #DIVIDE BY ZERO | #UNPARSEABLE | #BLOCKED |  | 0 | #DIVIDE BY ZERO | 0 | 0 | 0 | #DIVIDE BY ZERO | #DIVIDE BY ZERO
|  | 0 | A |  | #UNPARSEABLE | AE-C11 Desktop IPC Controller & OS -CPU: Intel Core i5 Processor -OS: Windows 10 Enterprise 64 bit -Hard Drive 1000GB -RAM: 16Gb -Microsoft Excel -Mouse + keyboard | A413.E211 |  |  | B611-K |  |  |  | 34.79 | [9 empty] | 34.79 |  | #DIVIDE BY ZERO |  | -34.79 | #DIVIDE BY ZERO | #UNPARSEABLE | #BLOCKED |  | -1.1597 | #DIVIDE BY ZERO | 0 | 0 | 0 | #DIVIDE BY ZERO | #DIVIDE BY ZERO
|  | 0 | A |  | #UNPARSEABLE | AE-C11 Desktop IPC Controller & OS -CPU: Intel Core i5 Processor -OS: Windows 10 Enterprise 64 bit -Microsoft Excel -24" Monitor -Mouse + keyboard -GPIB card -19" Standard 41U rack | A413.E212 |  |  | B611-K |  |  |  | 79.09 | [9 empty] | 79.09 |  | #DIVIDE BY ZERO |  | -79.09 | #DIVIDE BY ZERO | #UNPARSEABLE | #BLOCKED |  | -2.6363 | #DIVIDE BY ZERO | 0 | 0 | 0 | #DIVIDE BY ZERO | #DIVIDE BY ZERO
|  | 0 | A |  | #UNPARSEABLE | AE-C11 Desktop IPC Controller & OS -CPU: Intel ® Core ™ i9-10900X 3.7GHz -OS: Windows 10 Enterprise 64 bit -Microsoft Excel -24" Monitor -Mouse + keyboard -GPIB card -19" Standard 25U rack | A413.E213 |  |  | B611-K |  |  |  | 220.2 | [9 empty] | 220.2 |  | #DIVIDE BY ZERO |  | -220.2 | #DIVIDE BY ZERO | #UNPARSEABLE | #BLOCKED |  | -7.34 | #DIVIDE BY ZERO | 0 | 0 | 0 | #DIVIDE BY ZERO | #DIVIDE BY ZERO
|  | 0 | A |  | #UNPARSEABLE | AE-C11 Desktop IPC Controller & OS -CPU: Intel ® Core ™ i9-10900X 3.7GHz -OS: Windows 10 Enterprise 64 bit -Microsoft Excel -24" Monitor -Mouse + keyboard -19" Standard 25U rack | A413.E214 |  |  | B611-K |  |  |  | 80.3 | [9 empty] | 80.3 |  | #DIVIDE BY ZERO |  | -80.3 | #DIVIDE BY ZERO | #UNPARSEABLE | #BLOCKED |  | -2.6767 | #DIVIDE BY ZERO | 0 | 0 | 0 | #DIVIDE BY ZERO | #DIVIDE BY ZERO
3-量產 |  | 1 |  |  | #UNPARSEABLE | OTAP Measurement Software | A413.S | [18 empty] | #DIVIDE BY ZERO |  | 0 | #DIVIDE BY ZERO | #UNPARSEABLE | #BLOCKED |  | 0 | #DIVIDE BY ZERO | 0 | 0 | 0 | #DIVIDE BY ZERO | #DIVIDE BY ZERO
3-量產 |  | 0 | R |  | #UNPARSEABLE | Maxwell Software package | A413.S2 | [18 empty] | #DIVIDE BY ZERO |  | 0 | #DIVIDE BY ZERO | #UNPARSEABLE | #BLOCKED |  | 0 | #DIVIDE BY ZERO | 0 | 0 | 0 | #DIVIDE BY ZERO | #DIVIDE BY ZERO
[5 empty] | A212.X | Passive function -2D/3D Antenna measurement -Test result: Antenna efficiency, gain pattern, peak gain -Instrument: Consistent with the quotation -One license permits one model of network analyzer | A413.S211 | [15 empty] | M-Class-0.8m | [14 empty] | #DIVIDE BY ZERO | #DIVIDE BY ZERO
[5 empty] | A212.X | MW4 Maxwell OTA Passive Advanced Software -Axial ratio, ECC calculation -Instrument: Consistent with the quotation -One license permits one model of network analyzer | A413.S212 | [15 empty] | M-Class-0.8m | [14 empty] | #DIVIDE BY ZERO | #DIVIDE BY ZERO
[5 empty] | A212.X | MW4 Maxwell OTA 2G Cellular Software -TRP/ TIS measurement -GSM -Instrument: Consistent with the quotation -One license permits one model of communication tester | A413.S213 | [15 empty] | M-Class-0.8m | [14 empty] | #DIVIDE BY ZERO | #DIVIDE BY ZERO
[5 empty] | A212.X | MW4 Maxwell OTA 3G Cellular Software -TRP/ TIS measurement -WCDMA -Instrument: Consistent with the quotation -One license permits one model of communication tester | A413.S214 | [15 empty] | M-Class-0.8m | [14 empty] | #DIVIDE BY ZERO | #DIVIDE BY ZERO
2-開發 |  |  |  |  | A212.X | MW4 Maxwell OTA 4G Cellular Software -TRP/ TIS measurement -TDD-LTE/ FDD-LTE -Instrument: Consistent with the quotation -One license permits one model of communication tester | A413.S215 | [15 empty] | M-Class-0.8m | [14 empty] | #DIVIDE BY ZERO | #DIVIDE BY ZERO
[5 empty] | A212.X | MW5 Maxwell OTA 5GNR FR1 Software -TRP/ TIS measurement -5GNR FR1 -Instrument: Consistent with the quotation -One license permits one model of equipment | A413.S216 | [15 empty] | M-Class-0.8m | [14 empty] | #DIVIDE BY ZERO | #DIVIDE BY ZERO
[5 empty] | A212.X | MW5 Maxwell OTA 5GNR FR1 TP Software -Throughput measurement -5GNR FR1 -Instrument: Consistent with the quotation -One license permits one model of equipment | A413.S217 | [15 empty] | M-Class-0.8m | [14 empty] | #DIVIDE BY ZERO | #DIVIDE BY ZERO
[5 empty] | A212.X | Cellular function upgrade -Add new developed modulation for TRP/ TIS test -Instrument: Consistent with the quotation -One license permits one model of equipment | A413.S218 | [15 empty] | M-Class-0.8m | [14 empty] | #DIVIDE BY ZERO | #DIVIDE BY ZERO
3-量產 |  | 5 | F |  | #UNPARSEABLE | OTAP Acceptance | A413.V | 3 | [17 empty] | #DIVIDE BY ZERO |  | 0 | #DIVIDE BY ZERO | #UNPARSEABLE | #BLOCKED |  | 0 | #DIVIDE BY ZERO | 0 | 0 | 0 | #DIVIDE BY ZERO | #DIVIDE BY ZERO
3-量產 |  | 2 | R |  | A116.V | Hardware item check | A413.V1 |  | by Measurement Antenna | [16 empty] | #DIVIDE BY ZERO |  | 0 | #DIVIDE BY ZERO | #UNPARSEABLE | #BLOCKED |  | 0 | #DIVIDE BY ZERO | 0 | 0 | 0 | #DIVIDE BY ZERO | #DIVIDE BY ZERO
|  | 0 |  |  | #UNPARSEABLE | Hardware Item Check -Anechoic Chamber -RF Measurement -Positioner and control | A413.V111 | [6 empty] | 2 | [8 empty] | M3 | 2 |  | #DIVIDE BY ZERO |  | -2 | #DIVIDE BY ZERO | #UNPARSEABLE | #BLOCKED |  | -0.066667 | #DIVIDE BY ZERO | 0 | 0 | 0 | #DIVIDE BY ZERO | #DIVIDE BY ZERO
|  | 0 |  |  | #UNPARSEABLE | Hardware Item Check -Install completed -Function check | A413.V112 | [6 empty] | 2 | [8 empty] | M3 | 2 |  | #DIVIDE BY ZERO |  | -2 | #DIVIDE BY ZERO | #UNPARSEABLE | #BLOCKED |  | -0.066667 | #DIVIDE BY ZERO | 0 | 0 | 0 | #DIVIDE BY ZERO | #DIVIDE BY ZERO
3-量產 |  | 2 | R |  | A116.V | Shielding effective | A413.V2 |  | by Measurement Antenna | [16 empty] | #DIVIDE BY ZERO |  | 0 | #DIVIDE BY ZERO | #UNPARSEABLE | #BLOCKED |  | 0 | #DIVIDE BY ZERO | 0 | 0 | 0 | #DIVIDE BY ZERO | #DIVIDE BY ZERO
|  | 0 |  |  | #UNPARSEABLE | Shielding Effective Testing -Frequency: 0.45 - 18 GHz -Isolation requirement: Not guaranteed -Test Frequency: 0.45 / 2.4 / 5.5 / 8.0 / 12.0 / 18.0 GHz -Operate the testing by Atenlab -Refer EN50147-1 standard | A413.V211 | [6 empty] | 4 | [8 empty] | M3 | 4 |  | #DIVIDE BY ZERO |  | -4 | #DIVIDE BY ZERO | #UNPARSEABLE | #BLOCKED |  | -0.13333 | #DIVIDE BY ZERO | 0 | 0 | 0 | #DIVIDE BY ZERO | #DIVIDE BY ZERO
|  | 0 |  |  | #UNPARSEABLE | Shielding Effective Testing -Frequency: 0.45 - 18 GHz -Isolation requirement: Batter than before -Test Frequency: 0.45 / 2.4 / 5.5 / 8.0 / 12.0 / 18.0 GHz -Operate the testing by Atenlab -Refer EN50147-1 standard | A413.V212 | [6 empty] | 8 | [8 empty] | M3 | 8 |  | #DIVIDE BY ZERO |  | -8 | #DIVIDE BY ZERO | #UNPARSEABLE | #BLOCKED |  | -0.26667 | #DIVIDE BY ZERO | 0 | 0 | 0 | #DIVIDE BY ZERO | #DIVIDE BY ZERO
3-量產 |  | 5 | R |  | A116.V | Path Loss Calibration | A413.V31 |  | by Measurement Antenna | [16 empty] | #DIVIDE BY ZERO |  | 0 | #DIVIDE BY ZERO | #UNPARSEABLE | #BLOCKED |  | 0 | #DIVIDE BY ZERO | 0 | 0 | 0 | #DIVIDE BY ZERO | #DIVIDE BY ZERO
|  | 0 | A |  | A116.V21 | Path Loss Calibration -Passive path: 0.68 - 8 GHz -Calibration antenna: Horn antenna -According CTIA standard for range loss calibration | A413.V311 | [5 empty] | 10 | 4 | [8 empty] | M3 | 4 | 10 | 100% |  | -4 | #DIVIDE BY ZERO | #UNPARSEABLE | #BLOCKED |  | -0.13333 | #DIVIDE BY ZERO | 0 | 0 | 0 | #DIVIDE BY ZERO | #DIVIDE BY ZERO
|  | 0 | A |  | A116.V21 | Path Loss Calibration 2G/ 3G/ 4G Cellular/ Cellular Data Mode/ Cellular Advanced -Cellular path: 0.68 - 6 GHz -Calibration antenna: Horn antenna -According CTIA standard for range loss calibration | A413.V313 | [5 empty] | 10 | 4 | [8 empty] | M3 | 4 | 10 | 100% |  | -4 | #DIVIDE BY ZERO | #UNPARSEABLE | #BLOCKED |  | -0.13333 | #DIVIDE BY ZERO | 0 | 0 | 0 | #DIVIDE BY ZERO | #DIVIDE BY ZERO
|  | 0 | A |  | A116.V21 | Path Loss Calibration BT -BT OTA path: 2.4 - 2.5 GHz -Calibration antenna: Horn antenna -According CTIA standard for range loss calibration | A413.V315 | [5 empty] | 10 | 4 | [8 empty] | M3 | 4 | 10 | 100% |  | -4 | #DIVIDE BY ZERO | #UNPARSEABLE | #BLOCKED |  | -0.13333 | #DIVIDE BY ZERO | 0 | 0 | 0 | #DIVIDE BY ZERO | #DIVIDE BY ZERO
|  | 0 | A |  | A116.V21 | Path Loss Calibration Wi-Fi -Wi-Fi OTA path: 2.4 - 2.5 GHz / 5.0 - 7.125 GHz -Calibration antenna: Horn antenna -According CTIA standard for range loss calibration | A413.V317 | [5 empty] | 10 | 4 | [8 empty] | M3 | 4 | 10 | 100% |  | -4 | #DIVIDE BY ZERO | #UNPARSEABLE | #BLOCKED |  | -0.13333 | #DIVIDE BY ZERO | 0 | 0 | 0 | #DIVIDE BY ZERO | #DIVIDE BY ZERO
|  | 0 | A |  | A116.V21 | Path Loss Calibration -Passive path: 0.68 - 6 GHz (will be omitted if it is not available) -Cellular path: 0.68 - 6 GHz (will be omitted if it is not available) -BT/Wi-Fi OTA path: 2.4 - 2.5 GHz / 5.0 - 7.125 GHz (will be omitted if it is not available) -Wi-Fi Throughput path: 2.4 - 2.5 GHz / 5.0 - 7.125 GHz (will be omitted if it is not available) -Calibration antenna: Horn antenna -According CTIA standard for range loss calibration | A413.V31A | [5 empty] | 10 | 0 | [8 empty] | 舊案子可能會需要 | 0 | 10 | 100% |  | 0 | #DIVIDE BY ZERO | #UNPARSEABLE | #BLOCKED |  | 0 | #DIVIDE BY ZERO | 0 | 0 | 0 | #DIVIDE BY ZERO | #DIVIDE BY ZERO
3-量產 |  | 7 | R |  | A116.V | Ripple Testing | A413.V4 |  | by Measurement Antenna | [16 empty] | #DIVIDE BY ZERO |  | 0 | #DIVIDE BY ZERO | #UNPARSEABLE | #BLOCKED |  | 0 | #DIVIDE BY ZERO | 0 | 0 | 0 | #DIVIDE BY ZERO | #DIVIDE BY ZERO
|  | 0 | A |  | A116.V31 | Quiet Zone Ripple Testing (M-Class-1.0) -Calibration Antenna: Sleeve dipole -Frequency: 0.836/ 1.88/ 2.45/ 5.5 GHz -Method: Phi 6 points -Quiet zone scale: 30 cm in diameter -Requirement : SD < 1.4 -According CTIA standard for Ripple testing | A413.V421 | [6 empty] | 8 | [9 empty] | 8 |  | #DIVIDE BY ZERO |  | -8 | #DIVIDE BY ZERO | #UNPARSEABLE | #BLOCKED |  | -0.26667 | #DIVIDE BY ZERO | 0 | 0 | 0 | #DIVIDE BY ZERO | #DIVIDE BY ZERO
|  | 0 | A |  | A116.V31 | Quiet Zone Ripple Testing (M-Class-1.5) -Calibration Antenna: Sleeve dipole -Frequency: 0.836/ 1.88/ 2.45/ 5.5 GHz -Method: Phi 6 points -Quiet zone scale: 30 cm in diameter -Requirement : SD < 1.2 -According CTIA standard for Ripple testing | A413.V423 | [6 empty] | 8 | [9 empty] | 8 |  | #DIVIDE BY ZERO |  | -8 | #DIVIDE BY ZERO | #UNPARSEABLE | #BLOCKED |  | -0.26667 | #DIVIDE BY ZERO | 0 | 0 | 0 | #DIVIDE BY ZERO | #DIVIDE BY ZERO
|  | 0 | A |  | A116.V31 | Quiet Zone Ripple Testing (M-Class-2.0)(A3) -Calibration Antenna: Sleeve dipole -Frequency: 0.836/ 1.88/ 2.45/ 5.5 GHz -Method: Phi 6 points -Quiet zone scale: 30 cm in diameter -Requirement : SD < 1.0 -According CTIA standard for Ripple testing | A413.V425 | [6 empty] | 8 | [9 empty] | 8 |  | #DIVIDE BY ZERO |  | -8 | #DIVIDE BY ZERO | #UNPARSEABLE | #BLOCKED |  | -0.26667 | #DIVIDE BY ZERO | 0 | 0 | 0 | #DIVIDE BY ZERO | #DIVIDE BY ZERO
|  | 0 | A |  | A116.V31 | Quiet Zone Ripple Testing (M-Class-0.8) -Calibration Antenna: Sleeve dipole -Frequency: 0.836/ 1.88/ 2.45/ 5.5 GHz -Method: Phi 6 points -Quiet zone scale: 30 cm in diameter -Requirement : SD < 1.5 -According CTIA standard for Ripple testing | A413.V427 | [6 empty] | 8 | [9 empty] | 8 |  | #DIVIDE BY ZERO |  | -8 | #DIVIDE BY ZERO | #UNPARSEABLE | #BLOCKED |  | -0.26667 | #DIVIDE BY ZERO | 0 | 0 | 0 | #DIVIDE BY ZERO | #DIVIDE BY ZERO
|  | 0 | A |  | A116.V31 | Quiet Zone Ripple Testing -Calibration Antenna: Sleeve dipole -Frequency: 0.836/ 1.88/ 2.45/ 5.5 GHz -Method: Phi 6 points -Quiet zone scale: 30 cm in diameter -Requirement : Not guaranteed -According CTIA standard for Ripple testing | A413.V431 | [6 empty] | 8 | [9 empty] | 8 |  | #DIVIDE BY ZERO |  | -8 | #DIVIDE BY ZERO | #UNPARSEABLE | #BLOCKED |  | -0.26667 | #DIVIDE BY ZERO | 0 | 0 | 0 | #DIVIDE BY ZERO | #DIVIDE BY ZERO
|  | 0 | A |  | A116.V31 | Quiet Zone Ripple Testing -Calibration Antenna: Sleeve dipole -Frequency: 0.836/ 1.88/ 2.45/ 5.5 GHz -Method: Phi 6 points and theta 7 points -Quiet zone scale: 50 cm in diameter -Requirement : Not guaranteed -According CTIA standard for Ripple testing | A413.V433 | [6 empty] | 16 | [9 empty] | 16 |  | #DIVIDE BY ZERO |  | -16 | #DIVIDE BY ZERO | #UNPARSEABLE | #BLOCKED |  | -0.53333 | #DIVIDE BY ZERO | 0 | 0 | 0 | #DIVIDE BY ZERO | #DIVIDE BY ZERO
|  | 0 | A |  | A116.V31 | Quiet Zone Ripple Testing -Calibration Antenna: Sleeve dipole -Frequency: 0.836/ 1.88/ 2.45/ 5.5 GHz -Method: Phi 6 points and theta 7 points -Quiet zone scale: 60 cm in diameter -Requirement : Not guaranteed -According CTIA standard for Ripple testing | A413.V435 | [6 empty] | 16 | [9 empty] | 16 |  | #DIVIDE BY ZERO |  | -16 | #DIVIDE BY ZERO | #UNPARSEABLE | #BLOCKED |  | -0.53333 | #DIVIDE BY ZERO | 0 | 0 | 0 | #DIVIDE BY ZERO | #DIVIDE BY ZERO
3-量產 |  | 8 | R |  | A116.V | Reliability testing | A413.V5 | [18 empty] | #DIVIDE BY ZERO |  | 0 | #DIVIDE BY ZERO | #UNPARSEABLE | #BLOCKED |  | 0 | #DIVIDE BY ZERO | 0 | 0 | 0 | #DIVIDE BY ZERO | #DIVIDE BY ZERO
|  | 0 |  |  |  | Reliability Testing Passive -Passive mode -The 3D antenna efficiency(%) result in standard deviation should be less than 10% -Use Atenlab golden sample, perform the 3D passive test in 10 times -During the test, the DUT should not removed (to avoid re-position error) -Performing 10 frequencies between the system operation frequency | A413.V511 | [6 empty] | 12 | [9 empty] | 12 |  | #DIVIDE BY ZERO |  | -12 | #DIVIDE BY ZERO | #UNPARSEABLE | #BLOCKED |  | -0.4 | #DIVIDE BY ZERO | 0 | 0 | 0 | #DIVIDE BY ZERO | #DIVIDE BY ZERO
|  | 0 |  |  |  | Reliability Testing -GSM/ CDMA/ WCDMA/ TD-SCDMA/ TDD-LTE/ FDD-LTE/ 5GNR FR1 -Cellular TRP: The 3D TRP(dBm) result in standard deviation should be less than 0.5 dBm Use Atenlab golden sample, perform the 3D TRP test in 5 times (30° angle step) Performing total 6 channels maximum Performing 1 modulation only -Cellular TIS: The 3D TIS(dBm) result in standard deviation should be less than 1 dBm Use Atenlab golden sample, perform the 3D TRP test in 5 times (45° angle step) Performing total 2 channels maximum Performing 1 modulation only -During the test, the DUT should not removed (to avoid re-position error) | A413.V513 | [6 empty] | 63 | [9 empty] | 63 |  | #DIVIDE BY ZERO |  | -63 | #DIVIDE BY ZERO | #UNPARSEABLE | #BLOCKED |  | -2.1 | #DIVIDE BY ZERO | 0 | 0 | 0 | #DIVIDE BY ZERO | #DIVIDE BY ZERO
|  | 0 |  |  |  | Reliability Testing Passive/Cellular/BT/ Wi-Fi -Passive mode: The 3D antenna efficiency(%) result in standard deviation should be less than 10% Use Atenlab golden sample, perform the 3D passive test in 10 times -Cellular TRP: The 3D TRP(dBm) result in standard deviation should be less than 0.5 dBm Use Atenlab golden sample, perform the 3D TRP test in 5 times (30° angle step) Performing total 6 channels maximum Performing 1 modulation only -Cellular TIS: The 3D TIS(dBm) result in standard deviation should be less than 1 dBm Use Atenlab golden sample, perform the 3D TRP test in 5 times (45° angle step) Performing total 2 channels maximum Performing 1 modulation only -During the test, the DUT should not removed (to avoid re-position error) -BT/ Wi-Fi OTA mode: -Perform the TRP test, the test result export successfully -Perform the TIS test, the test result export successfully | A413.V514 | [6 empty] | 44 | [9 empty] | 44 |  | #DIVIDE BY ZERO |  | -44 | #DIVIDE BY ZERO | #UNPARSEABLE | #BLOCKED |  | -1.4667 | #DIVIDE BY ZERO | 0 | 0 | 0 | #DIVIDE BY ZERO | #DIVIDE BY ZERO
|  | 0 |  |  |  | Reliability Testing Passive/BT/ Wi-Fi -Passive mode: The 3D antenna efficiency(%) result in standard deviation should be less than 10% Use Atenlab golden sample, perform the 3D passive test in 10 times -During the test, the DUT should not removed (to avoid re-position error) -BT/ Wi-Fi OTA mode: -Perform the TRP test, the test result export successfully -Perform the TIS test, the test result export successfully | A413.V515 | [6 empty] | 20 | [9 empty] | 20 |  | #DIVIDE BY ZERO |  | -20 | #DIVIDE BY ZERO | #UNPARSEABLE | #BLOCKED |  | -0.66667 | #DIVIDE BY ZERO | 0 | 0 | 0 | #DIVIDE BY ZERO | #DIVIDE BY ZERO
|  | 0 |  |  |  | 5GNR FR1 OTA function -5GNR FR1 OTA mode: -Perform the TRP test, the test result export successfully -Perform the TIS test, the test result export successfully | A413.V517 | [6 empty] | 20 | [9 empty] | 20 |  | #DIVIDE BY ZERO |  | -20 | #DIVIDE BY ZERO | #UNPARSEABLE | #BLOCKED |  | -0.66667 | #DIVIDE BY ZERO | 0 | 0 | 0 | #DIVIDE BY ZERO | #DIVIDE BY ZERO
|  | 0 |  |  |  | Reliability Testing Passive/Cellular -Passive mode: Provide the 3D antenna efficiency(%) result in standard deviation Use buyer's golden sample, perform the 3D passive test in 10 times -Cellular TRP: Provide the 3D TRP(dBm) result in standard deviation Use buyer's golden sample, perform the 3D TRP test in 5 times (30° angle step) Performing total 6 channels maximum Performing 1 modulation only -Cellular TIS: Provide the 3D TIS(dBm) result in standard deviation Use buyer's golden sample, perform the 3D TRP test in 5 times (45° angle step) Performing total 2 channels maximum Performing 1 modulation only -During the test, the DUT should not removed (to avoid re-position error) | A413.V51A | [6 empty] | 36 | [9 empty] | 36 |  | #DIVIDE BY ZERO |  | -36 | #DIVIDE BY ZERO | #UNPARSEABLE | #BLOCKED |  | -1.2 | #DIVIDE BY ZERO | 0 | 0 | 0 | #DIVIDE BY ZERO | #DIVIDE BY ZERO
|  | 0 |  |  |  | Software function check -BT OTA/ Wi-Fi OTA/ LTE-M/ NB-IoT/ LTE CA/ GPRS/ EDGE/ 1xEV-DO/ HSDPA -Perform the TRP test, the test result export successfully -Perform the TIS test, the test result export successfully -Test modulation (mode) consistent with the quotation -The part of test will be omitted if user's equipment is not available | A413.V521 | [6 empty] | 9 | [9 empty] | 9 |  | #DIVIDE BY ZERO |  | -9 | #DIVIDE BY ZERO | #UNPARSEABLE | #BLOCKED |  | -0.3 | #DIVIDE BY ZERO | 0 | 0 | 0 | #DIVIDE BY ZERO | #DIVIDE BY ZERO
|  | 0 |  |  |  | Software function check -Perform the test, test result export successfully | A413.V523 | [6 empty] | 8 | [9 empty] | 8 |  | #DIVIDE BY ZERO |  | -8 | #DIVIDE BY ZERO | #UNPARSEABLE | #BLOCKED |  | -0.26667 | #DIVIDE BY ZERO | 0 | 0 | 0 | #DIVIDE BY ZERO | #DIVIDE BY ZERO
3-量產 |  | 2 | N |  | A116.V | OTAP System Warranty | A413.W |  | 免費 | [16 empty] | #DIVIDE BY ZERO |  | 0 | #DIVIDE BY ZERO | #UNPARSEABLE | #BLOCKED |  | 0 | #DIVIDE BY ZERO | 0 | 0 | 0 | #DIVIDE BY ZERO | #DIVIDE BY ZERO
3-量產 |  | 4 | R |  | A116.V | OTAP System Warranty | A413.W1 | [18 empty] | #DIVIDE BY ZERO |  | 0 | #DIVIDE BY ZERO | #UNPARSEABLE | #BLOCKED |  | 0 | #DIVIDE BY ZERO | 0 | 0 | 0 | #DIVIDE BY ZERO | #DIVIDE BY ZERO
|  | 0 | A |  | A116.W05 | System 2 years warranty (Standard) -Software free upgrade -Hardware coverage in case of natural damage | A413.W111 | [5 empty] | 0 | 44 | 0 | [8 empty] | 44 | 0 | #DIVIDE BY ZERO |  | -44 | #DIVIDE BY ZERO | #UNPARSEABLE | #BLOCKED |  | -1.4667 | #DIVIDE BY ZERO | 0 | 0 | 0 | #DIVIDE BY ZERO | #DIVIDE BY ZERO
|  | 0 | A |  | A116.W05 | System 1 year warranty -Software free upgrade -Hardware coverage in case of natural damage | A413.W112 | [5 empty] | 0 | 22 | 0 | [8 empty] | 22 | 0 | #DIVIDE BY ZERO |  | -22 | #DIVIDE BY ZERO | #UNPARSEABLE | #BLOCKED |  | -0.73333 | #DIVIDE BY ZERO | 0 | 0 | 0 | #DIVIDE BY ZERO | #DIVIDE BY ZERO
|  | 0 | A |  | A116.W05 | OTAP 1 year warranty for repaired item -Hardware coverage in case of natural damage | A413.W121 | [5 empty] | 0 | 2 | 0 | [8 empty] | 2 | 0 | #DIVIDE BY ZERO |  | -2 | #DIVIDE BY ZERO | #UNPARSEABLE | #BLOCKED |  | -0.066667 | #DIVIDE BY ZERO | 0 | 0 | 0 | #DIVIDE BY ZERO | #DIVIDE BY ZERO
|  | 0 | A |  | A116.W05 | OTAP 1 month warranty for repaired item -Hardware coverage in case of natural damage | A413.W122 | [5 empty] | 0 | 2 | 0 | [8 empty] | 2 | 0 | #DIVIDE BY ZERO |  | -2 | #DIVIDE BY ZERO | #UNPARSEABLE | #BLOCKED |  | -0.066667 | #DIVIDE BY ZERO | 0 | 0 | 0 | #DIVIDE BY ZERO | #DIVIDE BY ZERO
3-量產 |  | 5 | R |  | A116.V | OTAP System Warranty Extension | A413.W2 | [18 empty] | #DIVIDE BY ZERO |  | 0 | #DIVIDE BY ZERO | #UNPARSEABLE | #BLOCKED |  | 0 | #DIVIDE BY ZERO | 0 | 0 | 0 | #DIVIDE BY ZERO | #DIVIDE BY ZERO
|  | 0 | A |  | A116.W05 | System 1 year warranty extension -Software free upgrade -Hardware coverage in case of natural damage -Maintenance: Turntable and shielding door, twice a year -Performance check: Quiet zone ripple and shielding effective, once a year -Replacement: RF rotary joint and passive RF cable on the turntable, at first year | A413.W211 | [6 empty] | 22 | [9 empty] | 22 |  | #DIVIDE BY ZERO |  | -22 | #DIVIDE BY ZERO | #UNPARSEABLE | #BLOCKED |  | -0.73333 | #DIVIDE BY ZERO | 0 | 0 | 0 | #DIVIDE BY ZERO | #DIVIDE BY ZERO
|  | 0 | A |  | A116.W05 | System 2 years warranty extension -Software free upgrade -Hardware coverage in case of natural damage -Maintenance: Turntable and shielding door, twice a year -Performance check: Quiet zone ripple and shielding effective, once a year -Replacement: RF rotary joint and passive RF cable on the turntable, at first year | A413.W212 | [6 empty] | 60.4 | [9 empty] | 60.4 |  | #DIVIDE BY ZERO |  | -60.4 | #DIVIDE BY ZERO | #UNPARSEABLE | #BLOCKED |  | -2.0133 | #DIVIDE BY ZERO | 0 | 0 | 0 | #DIVIDE BY ZERO | #DIVIDE BY ZERO
|  | 0 | A |  | A116.W05 | System 3 years warranty extension -Software free upgrade -Hardware coverage in case of natural damage -Maintenance: Turntable and shielding door, twice a year -Performance check: Quiet zone ripple and shielding effective, once a year -Replacement: RF rotary joint and passive RF cable on the turntable, at first year | A413.W213 | [6 empty] | 82.4 | [9 empty] | 82.4 |  | #DIVIDE BY ZERO |  | -82.4 | #DIVIDE BY ZERO | #UNPARSEABLE | #BLOCKED |  | -2.7467 | #DIVIDE BY ZERO | 0 | 0 | 0 | #DIVIDE BY ZERO | #DIVIDE BY ZERO
|  | 0 | A |  | A116.W05 | System 4 years warranty extension -Software free upgrade -Hardware coverage in case of natural damage -Maintenance: Turntable and shielding door, twice a year -Performance check: Quiet zone ripple and shielding effective, once a year -Replacement: RF rotary joint and passive RF cable on the turntable, at first year | A413.W214 | [6 empty] | 120.8 | [9 empty] | 120.8 |  | #DIVIDE BY ZERO |  | -120.8 | #DIVIDE BY ZERO | #UNPARSEABLE | #BLOCKED |  | -4.0267 | #DIVIDE BY ZERO | 0 | 0 | 0 | #DIVIDE BY ZERO | #DIVIDE BY ZERO
|  | 0 | A |  | A116.W05 | System 5 years warranty extension -Software free upgrade -Hardware coverage in case of natural damage -Maintenance: Turntable and shielding door, twice a year -Performance check: Quiet zone ripple and shielding effective, once a year -Replacement: RF rotary joint and passive RF cable on the turntable, at first year | A413.W215 | [6 empty] | 142.8 | [9 empty] | 142.8 |  | #DIVIDE BY ZERO |  | -142.8 | #DIVIDE BY ZERO | #UNPARSEABLE | #BLOCKED |  | -4.76 | #DIVIDE BY ZERO | 0 | 0 | 0 | #DIVIDE BY ZERO | #DIVIDE BY ZERO
0-未開 |  | 0 |  |  | #UNPARSEABLE | M1 OTA Measurement System | A171 |  | 簡易型Arc only |  | 1 | 1 | 4000 | 1000 | 3000 | 75% | 66.67% | 3000 | 2000 | 66.67% | 83.33% | 125% |  | 1000 | 4000 | -59900% | 2400000 | 2399000 | 99.96% | #UNPARSEABLE | #BLOCKED | 90000 | 89966.6667 | 99.96%
6 |  |  |  |  | A41 | OTAP-R CATR Solution Upgrade | A415 | 1
3-量產 |  | 6 | F |  | A116.PONN | OTAP Anechoic Chamber Upgrade | A415.A | 2.5 | [17 empty] | #DIVIDE BY ZERO |  | 0 | #DIVIDE BY ZERO | #UNPARSEABLE | #BLOCKED |  | 0 | #DIVIDE BY ZERO | 0 | 0 | 0 | #DIVIDE BY ZERO | #DIVIDE BY ZERO
0-未開 |  | 0 | R |  | A116.A | SE-R2 OTA Shielding Room (Middle) | A415.A11 | 2.5 | [17 empty] | #DIVIDE BY ZERO |  | 0 | #DIVIDE BY ZERO | #UNPARSEABLE | #BLOCKED |  | 0 | #DIVIDE BY ZERO | 0 | 0 | 0 | #DIVIDE BY ZERO | #DIVIDE BY ZERO
3-量產 |  | 3 | R |  | A116.A | SE-D2 Shielding Swing Door | A415.A13 | 2.5 | [29 empty] | #DIVIDE BY ZERO | #DIVIDE BY ZERO
|  | 0 |  |  | A173.A05 | SE-D91 - Shielding door maintenance -Clean the knife slot the finger stock for good contact -Check the mechanism status | A415.A13A | 3 |  |  |  | 1 | [25 empty] | #DIVIDE BY ZERO | #DIVIDE BY ZERO
|  | 0 |  |  | A173.A05 | SE-D91 - Finger stock maintenance -Replace all the finger stock on the shielding door/ frame -Clean the knife slot for good contact | A415.A13C | 3 |  |  |  | 1 | [25 empty] | #DIVIDE BY ZERO | #DIVIDE BY ZERO
|  | 0 |  |  | A173.A05 | SE-D92 - Repair the electronic controller -A repair to the door latch controller | A415.A13E | 3 |  |  |  | 1 | [25 empty] | #DIVIDE BY ZERO | #DIVIDE BY ZERO
3-量產 |  |  | R |  | A118.A | SE-A1 Access panel | A415.A17 | 2.5
|  | 0 |  |  | A118.A09 | SE-A23 Access panel (R3/ R6/ R8 24 - 43.5GHz) -Frequency: 30M - 18GHz > 100dB -Dimension: H30 x W30 cm -2.92mm Waveguide to Coaxial Adaptor x 5 -2.92mm Coaxial Adaptor x 2 -SMA Jack to Jack x 10 -Straight tip fiber optic connector (ST) x 4 -2" Waveguide tube for extension cable through, 1 set | A415.A171 | 3 |  |  |  | 1 |  | 58.5 | [9 empty] | 58.5 |  | #DIVIDE BY ZERO |  | -58.5 | #DIVIDE BY ZERO | #UNPARSEABLE | #BLOCKED |  | -1.95 | #DIVIDE BY ZERO | 0 | 0 | 0 | #DIVIDE BY ZERO | #DIVIDE BY ZERO
|  | 0 |  |  | A118.A09 | SE-A23 Access panel (R3/ R6/ R8 DC - 50GHz) -Dimension: H30 x W30 cm -2.4mm Coaxial Adaptor x 7 -SMA Jack to Jack x 10 -Straight tip fiber optic connector (ST) x 4 -2"" Waveguide tube for extension cable through, 1 set | A415.A172 | 3 |  |  |  | 1 |  | 46.2 | [9 empty] | 46.2 |  | #DIVIDE BY ZERO |  | -46.2 | #DIVIDE BY ZERO | #UNPARSEABLE | #BLOCKED |  | -1.54 | #DIVIDE BY ZERO | 0 | 0 | 0 | #DIVIDE BY ZERO | #DIVIDE BY ZERO
|  | 0 |  |  | A118.A09 | SE-A23 Access panel (R3/ R6/ R8 DC - 50GHz, 60 - 90GHz) -2.4mm Coaxial Adaptor x 7 -SMA Jack to Jack x 10 -Straight tip fiber optic connector (ST) x 4 -WR-12 Waveguide Bulkhead Adapter x 3 -2" Waveguide tube for extension cable through, 1 set | A415.A173 | 3 |  |  |  | 1 |  | 75 | [9 empty] | 75 |  | #DIVIDE BY ZERO |  | -75 | #DIVIDE BY ZERO | #UNPARSEABLE | #BLOCKED |  | -2.5 | #DIVIDE BY ZERO | 0 | 0 | 0 | #DIVIDE BY ZERO | #DIVIDE BY ZERO
0-未開 |  | Y |  |  | A211.PON | SE-H Shielding Honeycomb Air Vent | A415.A19 | 2.5
3-量產 |  |  | R |  | A116.A | AB-X1 EPP Absorber Set | A415.A3 | 2.5
[5 empty] | A212.X | AB-X12 EPP Pyramid Absorber | A415.A31 | 2.5 | [29 empty] | #DIVIDE BY ZERO | #DIVIDE BY ZERO
[5 empty] | A212.X | AB-X12-03 EPP 5.5cm Height Pyramid Absorber -Material: Expandable Polypropylene -Frequency: 0.1 - 110GHz -Dimension: L30.0 x W30.0 x H5.5cm -RoHS & REACH Compliant | A415.A311 | 3 | [5 empty] | 0.203 | [23 empty] | #DIVIDE BY ZERO | #DIVIDE BY ZERO
[5 empty] | A212.X | AB-X12-30 EPP 30cm Height Pyramid Absorber -Material: Expandable Polypropylene -Frequency: 0.1 - 110GHz -Dimension: L60.0 x W60.0 x H30.0cm -RoHS & REACH Compliant | A415.A313 | 3 | [5 empty] | 1.525 | [23 empty] | #DIVIDE BY ZERO | #DIVIDE BY ZERO
[5 empty] | A212.X | AB-X12-60 EPP 60cm Height Pyramid Absorber -Material: Expandable Polypropylene -Frequency: 0.1 - 110GHz -Dimension: L60.0 x W60.0 x H60.0cm -RoHS & REACH Compliant | A415.A315 | 3 | [5 empty] | 3.3188 | [23 empty] | #DIVIDE BY ZERO | #DIVIDE BY ZERO
[5 empty] | A212.X | AB-X14 EPP Flatten Absorber | A415.A33 | 2.5 | [29 empty] | #DIVIDE BY ZERO | #DIVIDE BY ZERO
[5 empty] | A212.X | AB-X14-03 RF EPP Flatten Absorber -Material: Expandable Polypropylene -Frequency: 0.1 - 110GHz -Dimension: L30.0 x W30.0 x H3.0cm -RoHS & REACH Compliant | A415.A331 | 3 | [5 empty] | 0.19 | [23 empty] | #DIVIDE BY ZERO | #DIVIDE BY ZERO
|  |  | R |  | A116.A | AB-X19 EPP Absorber sets | A415.A39 | 2.5
[5 empty] | A212.X | AB-X1 EPP Absorber Set (R6 10/4.7/3.5) -Material: Expandable Polypropylene -Frequency: 2 - 110GHz -AB-X12: 30cm height pyramid absorber -AB-X12: 5cm height pyramid absorber -AB-X14: 3cm height flatten absorber -RoHS & REACH Compliant | A415.A396 | 3 |  |  |  | 1 |  | 694.778 | [23 empty] | #DIVIDE BY ZERO | #DIVIDE BY ZERO
[5 empty] | A212.X | AB-X1 EPP Absorber Set (R8 10/5/4) -Material: Expandable Polypropylene -Frequency: 2 - 110GHz -AB-X12: 30cm height pyramid absorber -AB-X12: 5cm height pyramid absorber -AB-X14: 3cm height flatten absorber -RoHS & REACH Compliant | A415.A398 | 3 |  |  |  | 1 |  | 1040.902 | [23 empty] | #DIVIDE BY ZERO | #DIVIDE BY ZERO
[5 empty] | A212.X | AB-X1 EPP Absorber Set (R3 4/2.5/2.5) -Material: Expandable Polypropylene -Frequency: 6 - 110GHz -AB-X12: 5cm height pyramid absorber -AB-X14: 3cm height flatten absorber -RoHS & REACH Compliant | A415.A393 | 3 |  |  |  | 1 |  | 177.7544 | [23 empty] | #DIVIDE BY ZERO | #DIVIDE BY ZERO
|  | Y |  |  | A211.PON | SE-F Power & Signal filter Set | A415.A4 | 2.5
[5 empty] | A211.F | SE-F9 Filter set | A415.A49 | 2.5 | [29 empty] | #DIVIDE BY ZERO | #DIVIDE BY ZERO
[5 empty] | A211.F1 | SE-F Power & Signal filter Set -SE-F12 1P2W 100 -280 VAC/16 A (for EUT) -SE-F12 1P2W 100 -280 VAC/16 A (for Equipment) -SE-F22-02 RJ45 1Gbps x 2 (1 for Equipment) -SE-F23-02 USB3.0 x 1 -SE-F25-01 RS-232/485 x 2 (for Equipment) | A415.A491 | 3 |  |  |  | 1 | [25 empty] | #DIVIDE BY ZERO | #DIVIDE BY ZERO
3-量產 |  | 0 | M/R |  | A116.A | SE-X Laser Alignment System | A415.A21 | 2.5 | [29 empty] | #DIVIDE BY ZERO | #DIVIDE BY ZERO
[6 empty] | SE-X31 Laser Alignment System -Independent 3 red laser line -Mounting type: Wall bracket -Horizontal alignment: 1 line -Vertical alignment: 2 line | A415.A211 | 3 |  |  |  |  | 30 | 4.044 | 20
[6 empty] | SE-X19 Laser Alignment unit -Independent Red laser line -Mounting type: Wall bracket -Power input: 110/220 VAC | A415.A213 | 3 | [5 empty] | 5.368
3-量產 |  |  | R |  | A173.A.PON | SE-L Lighting | A415.A25 | 2.5
[6 empty] | SE-L31 LED Lighting -Power consumption: 50W | A415.A251 | 3 |  |  |  |  | 10 | 2 | [23 empty] | #DIVIDE BY ZERO | #DIVIDE BY ZERO
[6 empty] | SE-L39 Lighting repair -Power consumption: 50W | A415.A259 | 3 |  |  |  |  | 10 | 2 | [23 empty] | #DIVIDE BY ZERO | #DIVIDE BY ZERO
3-量產 |  | 0 | M/R |  | A162.A.PON | SE-V1 CCTV System | A415.A23 | 2.5 | [29 empty] | #DIVIDE BY ZERO | #DIVIDE BY ZERO
[6 empty] | SE-V12 CCTV System -2560 x 1440 @ 30 fps -2.8 - 12 mm motor zoom lens | A415.A231 | 3 |  |  |  |  | 30 | 6.52 | 27 | [22 empty] | #DIVIDE BY ZERO | #DIVIDE BY ZERO
3-量產 |  | 6 | F |  | #UNPARSEABLE | OTAP RF Measurement | A415.C | 2.5 | [17 empty] | #DIVIDE BY ZERO |  | 0 | #DIVIDE BY ZERO | #UNPARSEABLE | #BLOCKED |  | 0 | #DIVIDE BY ZERO | 0 | 0 | 0 | #DIVIDE BY ZERO | #DIVIDE BY ZERO
3-量產 |  | 20 | R |  | A118.C | AT-H2 Dual Polarization Horn Antenna | A415.C1 | 2.5 | [17 empty] | #DIVIDE BY ZERO |  | 0 | #DIVIDE BY ZERO | #UNPARSEABLE | #BLOCKED |  | 0 | #DIVIDE BY ZERO | 0 | 0 | 0 | #DIVIDE BY ZERO | #DIVIDE BY ZERO
0-未開 |  | 0 |  |  | A116.A | AT-H21 Dual Polarization Corrugated Conical Horn Antenna -Antenna frequency: 1.72 - 2.6GHz -Antenna gain: 10dBi (Typical) -3dB Beamwidth: 50° (Typical) -Polarization: Dual linear polarization -Polarization isolation: > 20dB -Connector: SMA (F) | A415.C121 | 3 |  |  |  | 1 |  | 0 | [9 empty] | 0 |  | #DIVIDE BY ZERO |  | 0 | #DIVIDE BY ZERO | #UNPARSEABLE | #BLOCKED |  | 0 | #DIVIDE BY ZERO | 0 | 0 | 0 | #DIVIDE BY ZERO | #DIVIDE BY ZERO
0-未開 |  | 0 |  |  | A116.A | AT-H21 Dual Polarization Corrugated Conical Horn Antenna -Antenna frequency: 2.2 - 3.3GHz -Antenna gain: 10dBi (Typical) -3dB Beamwidth: 50° (Typical) -Polarization: Dual linear polarization -Polarization isolation: > 20dB -Connector: SMA (F) | A415.C122 | 3 |  |  |  | 1 |  | 0 | [9 empty] | 0 |  | #DIVIDE BY ZERO |  | 0 | #DIVIDE BY ZERO | #UNPARSEABLE | #BLOCKED |  | 0 | #DIVIDE BY ZERO | 0 | 0 | 0 | #DIVIDE BY ZERO | #DIVIDE BY ZERO
|  | 0 |  |  | A116.A | AT-H21 Dual Polarization Corrugated Conical Horn Antenna -Antenna frequency: 2.6 - 3.95GHz -Antenna gain: 10dBi (Typical) -3dB Beamwidth: 50° (Typical) -Polarization: Dual linear polarization -Polarization isolation: > 20dB -Antenna aperture size: 270mm -Connector: SMA (F) | A415.C123 | 3 |  |  |  | 1 |  | 42.5 | [9 empty] | 42.5 |  | #DIVIDE BY ZERO |  | -42.5 | #DIVIDE BY ZERO | #UNPARSEABLE | #BLOCKED |  | -1.4167 | #DIVIDE BY ZERO | 0 | 0 | 0 | #DIVIDE BY ZERO | #DIVIDE BY ZERO
0-未開 |  | 0 |  |  | A116.A | AT-H22 Dual Polarization Corrugated Conical Horn -Antenna frequency: 3.3 - 4.9GHz -Antenna gain: 10dBi (Typical) -3dB Beamwidth: 50° (Typical) -Polarization: Dual linear polarization -Polarization isolation: > 20dB -Connector: SMA (F) | A415.C124 | 3 |  |  |  | 1 |  | 0 | [9 empty] | 0 |  | #DIVIDE BY ZERO |  | 0 | #DIVIDE BY ZERO | #UNPARSEABLE | #BLOCKED |  | 0 | #DIVIDE BY ZERO | 0 | 0 | 0 | #DIVIDE BY ZERO | #DIVIDE BY ZERO
|  | 0 |  |  | A116.A | AT-H22 Dual Polarization Corrugated Conical Horn Antenna -Antenna frequency: 3.95 - 5.85GHz -Antenna gain: 10dBi (Typical) -3dB Beamwidth: 50° (Typical) -Polarization: Dual linear polarization -Polarization isolation: > 20dB -Antenna aperture size: 180mm -Connector: SMA (F) | A415.C125 | 3 |  |  |  | 1 |  | 37.5 | [9 empty] | 37.5 |  | #DIVIDE BY ZERO |  | -37.5 | #DIVIDE BY ZERO | #UNPARSEABLE | #BLOCKED |  | -1.25 | #DIVIDE BY ZERO | 0 | 0 | 0 | #DIVIDE BY ZERO | #DIVIDE BY ZERO
0-未開 |  | 0 |  |  | A116.A | AT-H22 Dual Polarization Corrugated Conical Horn -Antenna frequency: 4.90 to 7.05 GHz -Antenna gain: 10dBi (Typical) -3dB Beamwidth: 50° (Typical) -Polarization: Dual linear polarization -Polarization isolation: > 20dB -Connector: SMA (F) | A415.C126 | 3 |  |  |  | 1 |  | 0 | [9 empty] | 0 |  | #DIVIDE BY ZERO |  | 0 | #DIVIDE BY ZERO | #UNPARSEABLE | #BLOCKED |  | 0 | #DIVIDE BY ZERO | 0 | 0 | 0 | #DIVIDE BY ZERO | #DIVIDE BY ZERO
0-未開 |  | 0 |  |  | A116.A | AT-H22 Dual Polarization Corrugated Conical Horn -Antenna frequency: 5.85 to 8.20 GHz -Antenna gain: 10dBi (Typical) -3dB Beamwidth: 50° (Typical) -Polarization: Dual linear polarization -Polarization isolation: > 20dB -Connector: SMA (F) | A415.C127 | 3 |  |  |  | 1 |  | 0 | [9 empty] | 0 |  | #DIVIDE BY ZERO |  | 0 | #DIVIDE BY ZERO | #UNPARSEABLE | #BLOCKED |  | 0 | #DIVIDE BY ZERO | 0 | 0 | 0 | #DIVIDE BY ZERO | #DIVIDE BY ZERO
0-未開 |  | 0 |  |  | A116.A | AT-H22 Dual Polarization Corrugated Conical Horn -Antenna frequency: 7.05 to 10 GHz -Antenna gain: 10dBi (Typical) -3dB Beamwidth: 50° (Typical) -Polarization: Dual linear polarization -Polarization isolation: > 20dB -Connector: SMA (F) | A415.C128 | 3 |  |  |  | 1 |  | 0 | [9 empty] | 0 |  | #DIVIDE BY ZERO |  | 0 | #DIVIDE BY ZERO | #UNPARSEABLE | #BLOCKED |  | 0 | #DIVIDE BY ZERO | 0 | 0 | 0 | #DIVIDE BY ZERO | #DIVIDE BY ZERO
0-未開 |  | 0 |  |  | A116.A | AT-H22 Dual Polarization Corrugated Conical Horn -Antenna frequency: 8.20 to 12.40 GHz -Antenna gain: 10dBi (Typical) -3dB Beamwidth: 50° (Typical) -Polarization: Dual linear polarization -Polarization isolation: > 20dB -Connector: SMA (F) | A415.C129 | 3 |  |  |  | 1 |  | 0 | [9 empty] | 0 |  | #DIVIDE BY ZERO |  | 0 | #DIVIDE BY ZERO | #UNPARSEABLE | #BLOCKED |  | 0 | #DIVIDE BY ZERO | 0 | 0 | 0 | #DIVIDE BY ZERO | #DIVIDE BY ZERO
0-未開 |  | 0 |  |  | A116.A | AT-H23 Dual Polarization Corrugated Conical Horn -Antenna frequency: 10.00 to 15 GHz -Antenna gain: 10dBi (Typical) -3dB Beamwidth: 50° (Typical) -Polarization: Dual linear polarization -Polarization isolation: > 20dB -Connector: SMA (F) | A415.C131 | 3 |  |  |  | 1 |  | 0 | [9 empty] | 0 |  | #DIVIDE BY ZERO |  | 0 | #DIVIDE BY ZERO | #UNPARSEABLE | #BLOCKED |  | 0 | #DIVIDE BY ZERO | 0 | 0 | 0 | #DIVIDE BY ZERO | #DIVIDE BY ZERO
0-未開 |  | 0 |  |  | A116.A | AT-H23 Dual Polarization Corrugated Conical Horn -Antenna frequency: 12.40 to 18 GHz -Antenna gain: 10dBi (Typical) -3dB Beamwidth: 50° (Typical) -Polarization: Dual linear polarization -Polarization isolation: > 20dB -Connector: SMA (F) | A415.C132 | 3 |  |  |  | 1 |  | 0 | [9 empty] | 0 |  | #DIVIDE BY ZERO |  | 0 | #DIVIDE BY ZERO | #UNPARSEABLE | #BLOCKED |  | 0 | #DIVIDE BY ZERO | 0 | 0 | 0 | #DIVIDE BY ZERO | #DIVIDE BY ZERO
0-未開 |  | 0 |  |  | A116.A | AT-H24 Dual Polarization Corrugated Conical Horn -Antenna frequency: 15 to 22 GHz -Antenna gain: 10dBi (Typical) -3dB Beamwidth: 50° (Typical) -Polarization: Dual linear polarization -Polarization isolation: > 20dB -Connector: SMA (F) | A415.C141 | 3 |  |  |  | 1 |  | 0 | [9 empty] | 0 |  | #DIVIDE BY ZERO |  | 0 | #DIVIDE BY ZERO | #UNPARSEABLE | #BLOCKED |  | 0 | #DIVIDE BY ZERO | 0 | 0 | 0 | #DIVIDE BY ZERO | #DIVIDE BY ZERO
0-未開 |  | 0 |  |  | A116.A | AT-H24 Dual Polarization Corrugated Conical Horn -Antenna frequency: 18 to 26.5 GHz -Antenna gain: 10dBi (Typical) -3dB Beamwidth: 50° (Typical) -Polarization: Dual linear polarization -Polarization isolation: > 20dB -Connector: SMA (F) | A415.C142 | 3 |  |  |  | 1 |  | 0 | [9 empty] | 0 |  | #DIVIDE BY ZERO |  | 0 | #DIVIDE BY ZERO | #UNPARSEABLE | #BLOCKED |  | 0 | #DIVIDE BY ZERO | 0 | 0 | 0 | #DIVIDE BY ZERO | #DIVIDE BY ZERO
0-未開 |  | 0 |  |  | A116.A | AT-H24 Dual Polarization Corrugated Conical Horn -Antenna frequency: 22 to 33 GHz -Antenna gain: 10dBi (Typical) -3dB Beamwidth: 50° (Typical) -Polarization: Dual linear polarization -Polarization isolation: > 20dB -Connector: SMA (F) | A415.C143 | 3 |  |  |  | 1 |  | 0 | [9 empty] | 0 |  | #DIVIDE BY ZERO |  | 0 | #DIVIDE BY ZERO | #UNPARSEABLE | #BLOCKED |  | 0 | #DIVIDE BY ZERO | 0 | 0 | 0 | #DIVIDE BY ZERO | #DIVIDE BY ZERO
|  | 0 |  |  | A118.C | AT-H24 Dual Polarization Corrugated Conical Horn -Antenna frequency: 24 - 42GHz -Antenna gain: 14dBi (Typical) -3dB Beamwidth: 35° (Typical) -Polarization: Dual linear polarization -Polarization isolation: > 20dB -Antenna aperture size: 35mm -Connector: WR28 waveguide | A415.C144 | 3 |  |  |  | 1 |  | 56.8 | [9 empty] | 56.8 |  | #DIVIDE BY ZERO |  | -56.8 | #DIVIDE BY ZERO | #UNPARSEABLE | #BLOCKED |  | -1.8933 | #DIVIDE BY ZERO | 0 | 0 | 0 | #DIVIDE BY ZERO | #DIVIDE BY ZERO
0-未開 |  | 0 |  |  | A118.C | AT-H24 Dual Polarization Corrugated Conical Horn -Antenna frequency: 33 - 50GHz -Antenna gain: 14dBi (Typical) -3dB Beamwidth: 35° (Typical) -Polarization: Dual linear polarization -Polarization isolation: > 20dB -Antenna aperture size: 29mm -Connector: WR22 waveguide | A415.C145 | 3 |  |  |  | 1 |  | 121.5 | [9 empty] | 121.5 |  | #DIVIDE BY ZERO |  | -121.5 | #DIVIDE BY ZERO | #UNPARSEABLE | #BLOCKED |  | -4.05 | #DIVIDE BY ZERO | 0 | 0 | 0 | #DIVIDE BY ZERO | #DIVIDE BY ZERO
0-未開 |  | 0 |  |  | A118.C | AT-H25 Dual Polarization Corrugated Conical Horn -Antenna frequency: 40 - 60GHz -Antenna gain: 14dBi (Typical) -3dB Beamwidth: 35° (Typical) -Polarization: Dual linear polarization -Polarization isolation: > 20dB -Connector: WR19 waveguide | A415.C151 | 3 |  |  |  | 1 |  | 190.5 | [9 empty] | 190.5 |  | #DIVIDE BY ZERO |  | -190.5 | #DIVIDE BY ZERO | #UNPARSEABLE | #BLOCKED |  | -6.35 | #DIVIDE BY ZERO | 0 | 0 | 0 | #DIVIDE BY ZERO | #DIVIDE BY ZERO
0-未開 |  | 0 |  |  | A118.C | AT-H25 Dual Polarization Corrugated Conical Horn -Antenna frequency: 50 to 75 GHz -Antenna gain: 14dBi (Typical) -3dB Beamwidth: 35° (Typical) -Polarization: Dual linear polarization -Polarization isolation: > 20dB -Connector: WR15 waveguide | A415.C152 | 3 |  |  |  | 1 |  | 0 | [9 empty] | 0 |  | #DIVIDE BY ZERO |  | 0 | #DIVIDE BY ZERO | #UNPARSEABLE | #BLOCKED |  | 0 | #DIVIDE BY ZERO | 0 | 0 | 0 | #DIVIDE BY ZERO | #DIVIDE BY ZERO
0-未開 |  | 0 |  |  | A118.C | AT-H25 Dual Polarization Corrugated Conical Horn -Antenna frequency: 60 - 90GHz -Antenna gain: 14dBi (Typical) -3dB Beamwidth: 35° (Typical) -Polarization: Dual linear polarization -Polarization isolation: > 20dB -Connector: WR12 waveguide | A415.C153 | 3 |  |  |  | 1 |  | 228 | [9 empty] | 228 |  | #DIVIDE BY ZERO |  | -228 | #DIVIDE BY ZERO | #UNPARSEABLE | #BLOCKED |  | -7.6 | #DIVIDE BY ZERO | 0 | 0 | 0 | #DIVIDE BY ZERO | #DIVIDE BY ZERO
0-未開 |  | 0 |  |  | A118.C | AT-H25 Dual Polarization Corrugated Conical Horn -Antenna frequency: 75 to 110 GHz -Antenna gain: 14dBi (Typical) -3dB Beamwidth: 35° (Typical) -Polarization: Dual linear polarization -Polarization isolation: > 20dB -Connector: WR10 waveguide | A415.C154 | 3 |  |  |  | 1 |  | 0 | [9 empty] | 0 |  | #DIVIDE BY ZERO |  | 0 | #DIVIDE BY ZERO | #UNPARSEABLE | #BLOCKED |  | 0 | #DIVIDE BY ZERO | 0 | 0 | 0 | #DIVIDE BY ZERO | #DIVIDE BY ZERO
3-量產 |  | 12 |  |  | A118.C | AT-H18 Standard Gain Horn | A415.C2 | 2.5 | [17 empty] | #DIVIDE BY ZERO |  | 0 | #DIVIDE BY ZERO | #UNPARSEABLE | #BLOCKED |  | 0 | #DIVIDE BY ZERO | 0 | 0 | 0 | #DIVIDE BY ZERO | #DIVIDE BY ZERO
|  | 0 |  |  | A116.A | AT-H31 Standard Gain Horn Antenna WR-430 -Antenna frequency: 1.7 - 2.6 GHz -Antenna gain: 10 dBi (Typical) -Polarization: Single linear polarization -Power handling: Max. 50 Watt CW -Antenna aperture size: 210mm -Connector: N-Type(F) -Calibration: Factory report | A415.C221 | 3 |  |  |  | 1 |  | 0 | [9 empty] | 0 |  | #DIVIDE BY ZERO |  | 0 | #DIVIDE BY ZERO | #UNPARSEABLE | #BLOCKED |  | 0 | #DIVIDE BY ZERO | 0 | 0 | 0 | #DIVIDE BY ZERO | #DIVIDE BY ZERO
|  | 0 |  |  | A116.A | AT-H32 Standard Gain Horn Antenna WR-284 -Antenna frequency: 2.6 - 3.95 GHz -Antenna gain: 10 dBi (Typical) -Polarization: Single linear polarization -Power handling: Max. 50 Watt CW -Antenna aperture size: 150mm -Connector: N-Type(F) -Calibration: Factory report | A415.C222 | 3 |  |  |  | 1 |  | 38 | [9 empty] | 38 |  | #DIVIDE BY ZERO |  | -38 | #DIVIDE BY ZERO | #UNPARSEABLE | #BLOCKED |  | -1.2667 | #DIVIDE BY ZERO | 0 | 0 | 0 | #DIVIDE BY ZERO | #DIVIDE BY ZERO
0-未開 |  | 0 |  |  | A116.A | AT-H32 Standard Gain Horn Antenna WR-187 -Antenna frequency: 3.95 - 5.85 GHz -Antenna gain: 10 dBi (Typical) -Polarization: Single linear polarization -Power handling: Max. 50 Watt CW -Antenna aperture size: 100mm -Connector: SMA(F) -Calibration: Factory report | A415.C223 | 3 |  |  |  | 1 |  | 20 | [9 empty] | 20 |  | #DIVIDE BY ZERO |  | -20 | #DIVIDE BY ZERO | #UNPARSEABLE | #BLOCKED |  | -0.66667 | #DIVIDE BY ZERO | 0 | 0 | 0 | #DIVIDE BY ZERO | #DIVIDE BY ZERO
0-未開 |  | 0 |  |  | A116.A | AT-H32 Standard Gain Horn Antenna WR-137 -Antenna frequency: 5.85 - 8.2 GHz -Antenna gain: 15 dBi (Typical) -Polarization: Single linear polarization -Power handling: Max. 50 Watt CW -Antenna aperture size: 150mm -Connector: SMA(F) -Calibration: Factory report | A415.C224 | 3 |  |  |  | 1 |  | 20 | [9 empty] | 20 |  | #DIVIDE BY ZERO |  | -20 | #DIVIDE BY ZERO | #UNPARSEABLE | #BLOCKED |  | -0.66667 | #DIVIDE BY ZERO | 0 | 0 | 0 | #DIVIDE BY ZERO | #DIVIDE BY ZERO
0-未開 |  | 0 |  |  | A116.A | AT-H32 Standard Gain Horn Antenna WR-90 -Antenna frequency: 8.2 - 12.4 GHz -Antenna gain: 15 dBi (Typical) -Polarization: Single linear polarization -Power handling: Max. 50 Watt CW -Antenna aperture size: 90mm -Connector: SMA(F) -Calibration: Factory report | A415.C225 | 3 |  |  |  | 1 |  | 20 | [9 empty] | 20 |  | #DIVIDE BY ZERO |  | -20 | #DIVIDE BY ZERO | #UNPARSEABLE | #BLOCKED |  | -0.66667 | #DIVIDE BY ZERO | 0 | 0 | 0 | #DIVIDE BY ZERO | #DIVIDE BY ZERO
|  | 0 |  |  | A116.A | AT-H32 Standard Gain Horn Antenna WR-62 -Antenna frequency: 12.4 - 18 GHz -Antenna gain: 20 dBi (Typical) -Polarization: Single linear polarization -Power handling: Max. 50 Watt CW -Antenna aperture size: 100mm -Connector: SMA(F) -Calibration: Factory report | A415.C226 | 3 |  |  |  | 1 |  | 19.4 | [9 empty] | 19.4 |  | #DIVIDE BY ZERO |  | -19.4 | #DIVIDE BY ZERO | #UNPARSEABLE | #BLOCKED |  | -0.64667 | #DIVIDE BY ZERO | 0 | 0 | 0 | #DIVIDE BY ZERO | #DIVIDE BY ZERO
0-未開 |  | 0 |  |  | A116.A | AT-H33 Standard Gain Horn Antenna WR-42 -Antenna frequency: 18 - 26.5 GHz -Antenna gain: 20 dBi (Typical) -Polarization: Single linear polarization -Power handling: Max. 50 Watt CW -Antenna aperture size: 65mm -Connector: 3.5mm(F) -Calibration: Factory report | A415.C227 | 3 |  |  |  | 1 |  | 19.7 | [9 empty] | 19.7 |  | #DIVIDE BY ZERO |  | -19.7 | #DIVIDE BY ZERO | #UNPARSEABLE | #BLOCKED |  | -0.65667 | #DIVIDE BY ZERO | 0 | 0 | 0 | #DIVIDE BY ZERO | #DIVIDE BY ZERO
|  | 0 |  |  | A116.A | AT-H33 Standard Gain Horn Antenna WR-34 -Antenna frequency: 22 - 33 GHz -Antenna gain: 20 dBi (Typical) -Polarization: Single linear polarization -Power handling: Max. 50 Watt CW -Antenna aperture size: 55mm -Connector: 2.92mm(F) -Calibration: Factory report | A415.C228 | 3 |  |  |  | 1 |  | 19.7 | [9 empty] | 19.7 |  | #DIVIDE BY ZERO |  | -19.7 | #DIVIDE BY ZERO | #UNPARSEABLE | #BLOCKED |  | -0.65667 | #DIVIDE BY ZERO | 0 | 0 | 0 | #DIVIDE BY ZERO | #DIVIDE BY ZERO
|  | 0 |  |  | A116.A | AT-H33 Standard Gain Horn Antenna WR-28 -Antenna frequency: 26.5 - 40 GHz -Antenna gain: 20 dBi (Typical) -Polarization: Single linear polarization -Power handling: Max. 50 Watt CW -Antenna aperture size: 41mm -Connector: 2.92mm(F) -Calibration: Factory report | A415.C229 | 3 |  |  |  | 1 |  | 23.5 | [9 empty] | 23.5 |  | #DIVIDE BY ZERO |  | -23.5 | #DIVIDE BY ZERO | #UNPARSEABLE | #BLOCKED |  | -0.78333 | #DIVIDE BY ZERO | 0 | 0 | 0 | #DIVIDE BY ZERO | #DIVIDE BY ZERO
|  | 0 |  |  | A116.A | AT-H33 Standard Gain Horn Antenna WR-22 -Antenna frequency: 33 - 50 GHz -Antenna gain: 20 dBi (Typical) -Polarization: Single linear polarization -Power handling: Max. 50 Watt CW -Antenna aperture size: 36mm -Connector: 2.4mm(F) -Calibration: Factory report | A415.C22A | 3 |  |  |  | 1 |  | 28.2 | [9 empty] | 28.2 |  | #DIVIDE BY ZERO |  | -28.2 | #DIVIDE BY ZERO | #UNPARSEABLE | #BLOCKED |  | -0.94 | #DIVIDE BY ZERO | 0 | 0 | 0 | #DIVIDE BY ZERO | #DIVIDE BY ZERO
|  | 0 |  |  | A116.A | AT-H34 Standard Gain Horn Antenna WR-12 -Antenna frequency: 60 - 90 GHz -Antenna gain: 20 dBi (Typical) -Polarization: Single linear polarization -Power handling: Max. 50 Watt CW -Antenna aperture size: 20mm -Connector: WR-12 waveguide -Calibration: Factory report | A415.C22B | 3 |  |  |  | 1 |  | 28.8 | [9 empty] | 28.8 |  | #DIVIDE BY ZERO |  | -28.8 | #DIVIDE BY ZERO | #UNPARSEABLE | #BLOCKED |  | -0.96 | #DIVIDE BY ZERO | 0 | 0 | 0 | #DIVIDE BY ZERO | #DIVIDE BY ZERO
|  | 0 |  |  | A116.A | AT-H34 Standard Gain Horn Antenna WR-10 -Antenna frequency: 75 - 110 GHz -Antenna gain: 25 dBi (Typical) -Polarization: Single linear polarization -Power handling: Max. 50 Watt CW -Antenna aperture size: 27mm -Connector: WR-10 waveguide -Calibration: Factory report | A415.C22C | 3 |  |  |  | 1 |  | 0 | [9 empty] | 0 |  | #DIVIDE BY ZERO |  | 0 | #DIVIDE BY ZERO | #UNPARSEABLE | #BLOCKED |  | 0 | #DIVIDE BY ZERO | 0 | 0 | 0 | #DIVIDE BY ZERO | #DIVIDE BY ZERO
3-量產 |  | 1 | R |  | A116.A | FM Measurement System | A415.C31 | 2.5 | [17 empty] | #DIVIDE BY ZERO |  | 0 | #DIVIDE BY ZERO | #UNPARSEABLE | #BLOCKED |  | 0 | #DIVIDE BY ZERO | 0 | 0 | 0 | #DIVIDE BY ZERO | #DIVIDE BY ZERO
|  | 0 |  |  | A116.A | FM-S12 Measurement System R8 with switching box (DC - 50GHz) -Rotary Joint: DC - 50GHz -Coaxial connector: 2.4mm -RF switching box for polarization and 2 function selection -Path frequency: DC - 50GHz | A415.C311 | 3 |  |  |  | 1 |  | 625.45 | [9 empty] | 625.45 |  | #DIVIDE BY ZERO |  | -625.45 | #DIVIDE BY ZERO | #UNPARSEABLE | #BLOCKED |  | -20.8483 | #DIVIDE BY ZERO | 0 | 0 | 0 | #DIVIDE BY ZERO | #DIVIDE BY ZERO
3-量產 |  | 3 | R |  | A116.A | FM Measurement Path Extend | A415.C33 | 2.5 | [17 empty] | #DIVIDE BY ZERO |  | 0 | #DIVIDE BY ZERO | #UNPARSEABLE | #BLOCKED |  | 0 | #DIVIDE BY ZERO | 0 | 0 | 0 | #DIVIDE BY ZERO | #DIVIDE BY ZERO
|  | 0 |  |  | A116.A | FM-S12 Measurement System antenna path extend -Coaxial connector: 3.5mm -RF switching box for antenna path switch -Support 4 antenna paths under 26.5GHz -Path frequency: DC - 26.5GHz | A415.C331 | 3 |  |  |  | 1 |  | 157.15 | [9 empty] | 157.15 |  | #DIVIDE BY ZERO |  | -157.15 | #DIVIDE BY ZERO | #UNPARSEABLE | #BLOCKED |  | -5.2383 | #DIVIDE BY ZERO | 0 | 0 | 0 | #DIVIDE BY ZERO | #DIVIDE BY ZERO
2-開發 |  | 0 |  |  | A116.A | 60 -90GHz Solution upgrade in R2 | A415.C332 |  |  |  |  | 1 |  | 2800 | 550 | [8 empty] | 2800 |  | #DIVIDE BY ZERO |  | -2800 | #DIVIDE BY ZERO | #UNPARSEABLE | #BLOCKED |  | -93.3333 | #DIVIDE BY ZERO | 0 | 0 | 0 | #DIVIDE BY ZERO | #DIVIDE BY ZERO
2-開發 |  | 0 |  |  | A116.A | 60 -90GHz Solution upgrade in R3/ R6 | A415.C333 |  |  |  |  | 1 |  | 3800 | [9 empty] | 3800 |  | #DIVIDE BY ZERO |  | -3800 | #DIVIDE BY ZERO | #UNPARSEABLE | #BLOCKED |  | -126.6667 | #DIVIDE BY ZERO | 0 | 0 | 0 | #DIVIDE BY ZERO | #DIVIDE BY ZERO
3-量產 |  | 3 | R |  | A118.A | AT-R Reflector | A415.C5 | 2.5 | [17 empty] | #DIVIDE BY ZERO |  | 0 | #DIVIDE BY ZERO | #UNPARSEABLE | #BLOCKED |  | 0 | #DIVIDE BY ZERO | 0 | 0 | 0 | #DIVIDE BY ZERO | #DIVIDE BY ZERO
|  | 0 |  |  | A116.A | AT-R22 CATR reflector -Reflector Size: 0.6 X 0.6m (W/H) -Reflector frequency range: 18 - 90GHz -Reflector Edge: Rolled edge -Feed antenna location: Side feed -Quiet zone size: 0.30m -Quiet zone shape: Circular cylinder -Cross polarization: ≦ -25dB -Amplitude taper: ≦ 2.8dB -Amplitude ripple(SD): ±1.2dB -Fixture for reflector: Adjustable | A415.C521 | 3 |  |  |  | 1 |  | 35 | [9 empty] | 35 |  | #DIVIDE BY ZERO |  | -35 | #DIVIDE BY ZERO | #UNPARSEABLE | #BLOCKED |  | -1.1667 | #DIVIDE BY ZERO | 0 | 0 | 0 | #DIVIDE BY ZERO | #DIVIDE BY ZERO
|  | 0 |  |  | A116.A | AT-R22 CATR reflector -Reflector Size: 1.5 X 1.5m (W/H) -Reflector frequency range: 2 - 90GHz -Reflector Edge: Rolled edge -Feed antenna location: Side feed -Quiet zone size: 0.6m -Quiet zone shape: Circular cylinder -Cross polarization: ≦ -25dB -Amplitude taper: ≦ 1.5dB -Amplitude ripple(SD): ±0.75dB -Fixture for reflector: Adjustable | A415.C522 | 3 |  |  |  | 1 |  | 550 | 550 | [8 empty] | 550 |  | #DIVIDE BY ZERO |  | -550 | #DIVIDE BY ZERO | #UNPARSEABLE | #BLOCKED |  | -18.3333 | #DIVIDE BY ZERO | 0 | 0 | 0 | #DIVIDE BY ZERO | #DIVIDE BY ZERO
|  | 0 |  |  | A116.A | AT-R23 CATR reflector -Reflector Size: 2.1 X 2.1m (W/H) -Reflector frequency range: 2 - 90GHz -Reflector Edge: Rolled edge -Feed antenna location: Side feed -Quiet zone size: 0.9m -Quiet zone shape: Circular cylinder -Cross polarization: ≦ -25dB -Amplitude taper: ≦ 1.5 dB @ 3 GHz；≦ 1 dB @ 28 GHz -Amplitude ripple(SD): ± 0.7 dB@ 3 GHz；± 0.5 dB@ 28 GHz -Phase Taper：≦ 10° @ 28 GHz -Phase Ripple：± 5°@ 28 GHz -Fixture for reflector: Adjustable | A415.C531 | 3 |  |  |  | 1 |  | 805 | [9 empty] | 805 |  | #DIVIDE BY ZERO |  | -805 | #DIVIDE BY ZERO | #UNPARSEABLE | #BLOCKED |  | -26.8333 | #DIVIDE BY ZERO | 0 | 0 | 0 | #DIVIDE BY ZERO | #DIVIDE BY ZERO
3-量產 |  | 7 | R |  | A116.C | RF Unit Replacement | A415.C9 | 2.5 | [17 empty] | #DIVIDE BY ZERO |  | 0 | #DIVIDE BY ZERO | #UNPARSEABLE | #BLOCKED |  | 0 | #DIVIDE BY ZERO | 0 | 0 | 0 | #DIVIDE BY ZERO | #DIVIDE BY ZERO
|  | 2 |  |  |  | RF Cable 18GHz | A415.C91 | 2.5 | [17 empty] | #DIVIDE BY ZERO |  | 0 | #DIVIDE BY ZERO | #UNPARSEABLE | #BLOCKED |  | 0 | #DIVIDE BY ZERO | 0 | 0 | 0 | #DIVIDE BY ZERO | #DIVIDE BY ZERO
|  | 0 |  |  | A212.X | FM-C11 RF Coaxial Cable -Frequency: DC - 18GHz -Features: Phase stable and flexure -Length: 250cm -Connector: SMA (M) - SMA (M) | A415.C911 |  |  |  |  | 1 | [10 empty] | Panel to LTE BS(Link) |  |  | #DIVIDE BY ZERO |  | 0 | #DIVIDE BY ZERO | #UNPARSEABLE | #BLOCKED |  | 0 | #DIVIDE BY ZERO | 0 | 0 | 0 | #DIVIDE BY ZERO | #DIVIDE BY ZERO
|  | 0 |  |  | A212.X | FM-C11 RF Coaxial Cable -Frequency: DC - 18GHz -Features: Phase stable and flexure -Length: 650cm -Connector: SMA (M) - SMA (M) | A415.C912 |  | 黃色線650cm |  |  | 1 | [10 empty] | Panel內部 to LTE (Link) |  |  | #DIVIDE BY ZERO |  | 0 | #DIVIDE BY ZERO | #UNPARSEABLE | #BLOCKED |  | 0 | #DIVIDE BY ZERO | 0 | 0 | 0 | #DIVIDE BY ZERO | #DIVIDE BY ZERO
|  | 8 |  |  |  | RF Cable 40GHz | A415.C94 | 2.5 | [17 empty] | #DIVIDE BY ZERO |  | 0 | #DIVIDE BY ZERO | #UNPARSEABLE | #BLOCKED |  | 0 | #DIVIDE BY ZERO | 0 | 0 | 0 | #DIVIDE BY ZERO | #DIVIDE BY ZERO
|  | 0 |  |  | A212.X | FM-C11 RF Coaxial Cable -Frequency: DC - 40GHz -Features: Flexure -Length: 150cm -Connector: 2.92mm (M) - 2.92mm (M) | A415.C942 |  |  |  |  | 1 |  | 8 | [8 empty] | Panel to LTE BS(Link) | 8 |  | #DIVIDE BY ZERO |  | -8 | #DIVIDE BY ZERO | #UNPARSEABLE | #BLOCKED |  | -0.26667 | #DIVIDE BY ZERO | 0 | 0 | 0 | #DIVIDE BY ZERO | #DIVIDE BY ZERO
|  | 0 |  |  | A212.X | FM-C11 RF Coaxial Cable -Frequency: DC - 40GHz -Features: Flexure -Length: 150cm -Connector: 2.92mm (M) - 2.92mm (F) | A415.C943 |  | 黃色線650cm |  |  | 1 |  | 8 | [8 empty] | Panel內部 to LTE (Link) | 8 |  | #DIVIDE BY ZERO |  | -8 | #DIVIDE BY ZERO | #UNPARSEABLE | #BLOCKED |  | -0.26667 | #DIVIDE BY ZERO | 0 | 0 | 0 | #DIVIDE BY ZERO | #DIVIDE BY ZERO
|  | 0 |  |  | A212.X | FM-C11 RF Coaxial Cable -Frequency: DC - 40GHz -Features: Flexure -Length: 250cm -Connector: 2.92mm (M) - 2.92mm (M) | A415.C944 |  |  |  |  | 1 |  | 9 | [8 empty] | Panel to LTE BS(Link) | 9 |  | #DIVIDE BY ZERO |  | -9 | #DIVIDE BY ZERO | #UNPARSEABLE | #BLOCKED |  | -0.3 | #DIVIDE BY ZERO | 0 | 0 | 0 | #DIVIDE BY ZERO | #DIVIDE BY ZERO
|  | 0 |  |  | A212.X | FM-C11 RF Coaxial Cable -Frequency: DC - 40GHz -Features: Flexure -Length: 250cm -Connector: 2.92mm (M) - 2.92mm (F) | A415.C945 |  | 黃色線650cm |  |  | 1 |  | 15 | [8 empty] | Panel內部 to LTE (Link) | 15 |  | #DIVIDE BY ZERO |  | -15 | #DIVIDE BY ZERO | #UNPARSEABLE | #BLOCKED |  | -0.5 | #DIVIDE BY ZERO | 0 | 0 | 0 | #DIVIDE BY ZERO | #DIVIDE BY ZERO
|  | 0 |  |  | A212.X | FM-C11 RF Coaxial Cable -Frequency: DC - 40GHz -Features: Flexure with core -Length: 80cm -Connector: 2.92mm (M) - 2.92mm (M) | A415.C946 |  |  |  |  | 1 |  | 9 | [8 empty] | Panel to LTE BS(Link) | 9 |  | #DIVIDE BY ZERO |  | -9 | #DIVIDE BY ZERO | #UNPARSEABLE | #BLOCKED |  | -0.3 | #DIVIDE BY ZERO | 0 | 0 | 0 | #DIVIDE BY ZERO | #DIVIDE BY ZERO
|  | 0 |  |  | A212.X | FM-C11 RF Coaxial Cable -Frequency: DC - 40GHz -Features: Flexure with core -Length: 120cm -Connector: 2.92mm (M) - 2.92mm (M) | A415.C947 |  | 黃色線650cm |  |  | 1 |  | 9 | [8 empty] | Panel內部 to LTE (Link) | 9 |  | #DIVIDE BY ZERO |  | -9 | #DIVIDE BY ZERO | #UNPARSEABLE | #BLOCKED |  | -0.3 | #DIVIDE BY ZERO | 0 | 0 | 0 | #DIVIDE BY ZERO | #DIVIDE BY ZERO
|  | 0 |  |  | A212.X | FM-C11 RF Coaxial Cable -Frequency: DC - 40GHz -Features: Flexure with core -Length: 180cm -Connector: 2.92mm (M) - 2.92mm (M) | A415.C948 |  |  |  |  | 1 |  | 9 | [8 empty] | Panel to LTE BS(Link) | 9 |  | #DIVIDE BY ZERO |  | -9 | #DIVIDE BY ZERO | #UNPARSEABLE | #BLOCKED |  | -0.3 | #DIVIDE BY ZERO | 0 | 0 | 0 | #DIVIDE BY ZERO | #DIVIDE BY ZERO
|  | 0 |  |  | A212.X | FM-C11 RF Coaxial Cable -Frequency: DC - 40GHz -Features: Flexure with core -Length: 270cm -Connector: 2.92mm (M) - 2.92mm (M) | A415.C949 |  | 黃色線650cm |  |  | 1 |  | 18 | [8 empty] | Panel內部 to LTE (Link) | 18 |  | #DIVIDE BY ZERO |  | -18 | #DIVIDE BY ZERO | #UNPARSEABLE | #BLOCKED |  | -0.6 | #DIVIDE BY ZERO | 0 | 0 | 0 | #DIVIDE BY ZERO | #DIVIDE BY ZERO
|  | 9 |  |  |  | RF Cable 50GHz | A415.C95 | 2.5 | [17 empty] | #DIVIDE BY ZERO |  | 0 | #DIVIDE BY ZERO | #UNPARSEABLE | #BLOCKED |  | 0 | #DIVIDE BY ZERO | 0 | 0 | 0 | #DIVIDE BY ZERO | #DIVIDE BY ZERO
|  | 0 |  |  | A212.X | FM-C11 RF Coaxial Cable -Frequency: DC - 50GHz -Features: Flexure -Length: 450cm -Connector: 2.4mm (M) - 2.4mm (F) | A415.C951 |  |  |  |  | 1 |  | 30 | [8 empty] | Panel to LTE BS(Link) | 30 |  | #DIVIDE BY ZERO |  | -30 | #DIVIDE BY ZERO | #UNPARSEABLE | #BLOCKED |  | -1 | #DIVIDE BY ZERO | 0 | 0 | 0 | #DIVIDE BY ZERO | #DIVIDE BY ZERO
|  | 0 |  |  | A212.X | FM-C11 RF Coaxial Cable -Frequency: DC - 50GHz -Features: Flexure -Length: 250cm -Connector: 2.4mm (M) - 2.4mm (M) | A415.C952 |  | 黃色線650cm |  |  | 1 |  | 25 | [8 empty] | Panel內部 to LTE (Link) | 25 |  | #DIVIDE BY ZERO |  | -25 | #DIVIDE BY ZERO | #UNPARSEABLE | #BLOCKED |  | -0.83333 | #DIVIDE BY ZERO | 0 | 0 | 0 | #DIVIDE BY ZERO | #DIVIDE BY ZERO
|  | 0 |  |  | A212.X | FM-C11 RF Coaxial Cable -Frequency: DC - 50GHz -Features: Flexure -Length: 250cm -Connector: 2.4mm (M) - 2.4mm (F) | A415.C953 |  |  |  |  | 1 |  | 25 | [8 empty] | Panel to LTE BS(Link) | 25 |  | #DIVIDE BY ZERO |  | -25 | #DIVIDE BY ZERO | #UNPARSEABLE | #BLOCKED |  | -0.83333 | #DIVIDE BY ZERO | 0 | 0 | 0 | #DIVIDE BY ZERO | #DIVIDE BY ZERO
|  | 0 |  |  | A212.X | FM-C11 RF Coaxial Cable -Frequency: DC - 50GHz -Features: Flexure -Length: 150cm -Connector: 2.4mm (M) - 2.4mm (M) | A415.C954 |  | 黃色線650cm |  |  | 1 |  | 12 | [8 empty] | Panel內部 to LTE (Link) | 12 |  | #DIVIDE BY ZERO |  | -12 | #DIVIDE BY ZERO | #UNPARSEABLE | #BLOCKED |  | -0.4 | #DIVIDE BY ZERO | 0 | 0 | 0 | #DIVIDE BY ZERO | #DIVIDE BY ZERO
|  | 0 |  |  | A212.X | FM-C11 RF Coaxial Cable -Frequency: DC - 50GHz -Features: Flexure -Length: 150cm -Connector: 2.4mm (M) - 2.4mm (F) | A415.C955 |  |  |  |  | 1 |  | 12 | [8 empty] | Panel to LTE BS(Link) | 12 |  | #DIVIDE BY ZERO |  | -12 | #DIVIDE BY ZERO | #UNPARSEABLE | #BLOCKED |  | -0.4 | #DIVIDE BY ZERO | 0 | 0 | 0 | #DIVIDE BY ZERO | #DIVIDE BY ZERO
|  | 0 |  |  | A212.X | FM-C11 RF Coaxial Cable -Frequency: DC - 50GHz -Features: Flexure with core -Length: 80cm -Connector: 2.4mm (M) - 2.4mm (M) | A415.C956 |  | 黃色線650cm |  |  | 1 |  | 9 | [8 empty] | Panel內部 to LTE (Link) | 9 |  | #DIVIDE BY ZERO |  | -9 | #DIVIDE BY ZERO | #UNPARSEABLE | #BLOCKED |  | -0.3 | #DIVIDE BY ZERO | 0 | 0 | 0 | #DIVIDE BY ZERO | #DIVIDE BY ZERO
|  | 0 |  |  | A212.X | FM-C11 RF Coaxial Cable -Frequency: DC - 50GHz -Features: Flexure with core -Length: 120cm -Connector: 2.4mm (M) - 2.4mm (M) | A415.C957 |  |  |  |  | 1 |  | 13 | [8 empty] | Panel to LTE BS(Link) | 13 |  | #DIVIDE BY ZERO |  | -13 | #DIVIDE BY ZERO | #UNPARSEABLE | #BLOCKED |  | -0.43333 | #DIVIDE BY ZERO | 0 | 0 | 0 | #DIVIDE BY ZERO | #DIVIDE BY ZERO
|  | 0 |  |  | A212.X | FM-C11 RF Coaxial Cable -Frequency: DC - 50GHz -Features: Flexure with core -Length: 180cm -Connector: 2.4mm (M) - 2.4mm (M) | A415.C958 |  | 黃色線650cm |  |  | 1 |  | 12.5 | [8 empty] | Panel內部 to LTE (Link) | 12.5 |  | #DIVIDE BY ZERO |  | -12.5 | #DIVIDE BY ZERO | #UNPARSEABLE | #BLOCKED |  | -0.41667 | #DIVIDE BY ZERO | 0 | 0 | 0 | #DIVIDE BY ZERO | #DIVIDE BY ZERO
|  | 0 |  |  | A212.X | FM-C11 RF Coaxial Cable -Frequency: DC - 50GHz -Features: Flexure with core -Length: 270cm -Connector: 2.4mm (M) - 2.4mm (M) | A415.C959 |  | 黃色線650cm |  |  | 1 |  | 20 | [8 empty] | Panel內部 to LTE (Link) | 20 |  | #DIVIDE BY ZERO |  | -20 | #DIVIDE BY ZERO | #UNPARSEABLE | #BLOCKED |  | -0.66667 | #DIVIDE BY ZERO | 0 | 0 | 0 | #DIVIDE BY ZERO | #DIVIDE BY ZERO
0-未開 |  | 0 |  |  |  | RF Cable 110GHz | A415.C99 | 2.5 | [17 empty] | #DIVIDE BY ZERO |  | 0 | #DIVIDE BY ZERO | #UNPARSEABLE | #BLOCKED |  | 0 | #DIVIDE BY ZERO | 0 | 0 | 0 | #DIVIDE BY ZERO | #DIVIDE BY ZERO
|  | 2 |  |  |  | RF Adaptor | A415.C9A | 2.5 | [17 empty] | #DIVIDE BY ZERO |  | 0 | #DIVIDE BY ZERO | #UNPARSEABLE | #BLOCKED |  | 0 | #DIVIDE BY ZERO | 0 | 0 | 0 | #DIVIDE BY ZERO | #DIVIDE BY ZERO
|  | 0 |  |  |  | FM-C21 RF In Series Adaptor -Frequency: DC - 40GHz -Features: Right angle -Connector: 2.92mm (M) - 2.92mm (F) | A415.C9A1 |  |  |  |  | 1 |  | 5 | [9 empty] | 5 |  | #DIVIDE BY ZERO |  | -5 | #DIVIDE BY ZERO | #UNPARSEABLE | #BLOCKED |  | -0.16667 | #DIVIDE BY ZERO | 0 | 0 | 0 | #DIVIDE BY ZERO | #DIVIDE BY ZERO
|  | 0 |  |  |  | FM-C21 RF In Series Adaptor -Frequency: DC - 50GHz -Features: Right angle -Connector: 2.4mm (M) - 2.4mm (F) | A415.C9A2 |  |  |  |  | 1 |  | 7 | [8 empty] | 轉桌上,接在旋轉接頭後 | 7 |  | #DIVIDE BY ZERO |  | -7 | #DIVIDE BY ZERO | #UNPARSEABLE | #BLOCKED |  | -0.23333 | #DIVIDE BY ZERO | 0 | 0 | 0 | #DIVIDE BY ZERO | #DIVIDE BY ZERO
|  | 2 |  |  |  | Rotary Joint | A415.C9R | 2.5 | [17 empty] | #DIVIDE BY ZERO |  | 0 | #DIVIDE BY ZERO | #UNPARSEABLE | #BLOCKED |  | 0 | #DIVIDE BY ZERO | 0 | 0 | 0 | #DIVIDE BY ZERO | #DIVIDE BY ZERO
|  | 0 |  |  | A212.X | FM-C31 RF Rotary Joint -Frequency: DC - 40GHz -Features: Straight -Connector: 2.92mm (F) - 2.92mm (F) | A415.C9R1 |  |  |  |  | 1 |  | 5 | [8 empty] | Panel to LTE BS(Link) | 5 |  | #DIVIDE BY ZERO |  | -5 | #DIVIDE BY ZERO | #UNPARSEABLE | #BLOCKED |  | -0.16667 | #DIVIDE BY ZERO | 0 | 0 | 0 | #DIVIDE BY ZERO | #DIVIDE BY ZERO
|  | 0 |  |  | A212.X | FM-C31 RF Rotary Joint -Frequency: DC - 50GHz -Features: Straight -Connector: 2.4mm (F) - 2.4mm (F) | A415.C9R2 |  | 黃色線650cm |  |  | 1 |  | 72 | [8 empty] | Panel內部 to LTE (Link) | 72 |  | #DIVIDE BY ZERO |  | -72 | #DIVIDE BY ZERO | #UNPARSEABLE | #BLOCKED |  | -2.4 | #DIVIDE BY ZERO | 0 | 0 | 0 | #DIVIDE BY ZERO | #DIVIDE BY ZERO
|  | 2 |  |  |  | Switching Box | A415.C9S | 2.5 | [17 empty] | #DIVIDE BY ZERO |  | 0 | #DIVIDE BY ZERO | #UNPARSEABLE | #BLOCKED |  | 0 | #DIVIDE BY ZERO | 0 | 0 | 0 | #DIVIDE BY ZERO | #DIVIDE BY ZERO
|  | 0 |  |  |  | FM-C4 RF Switching Box -Passive for 2 port VNA -Active for cellular TRP / TIS single instrument -Frequency: DC - 40GHz | A415.C9S1 | 3 |  |  |  | 1 |  | 93.6 | [9 empty] | 93.6 |  | #DIVIDE BY ZERO |  | -93.6 | #DIVIDE BY ZERO | #UNPARSEABLE | #BLOCKED |  | -3.12 | #DIVIDE BY ZERO | 0 | 0 | 0 | #DIVIDE BY ZERO | #DIVIDE BY ZERO
|  | 0 |  |  |  | FM-C4 RF Switching Box -Passive for 2 port VNA -Active for cellular TRP / TIS single instrument -Frequency: DC - 50GHz | A415.C9S2 | 3 |  |  |  | 1 |  | 120.2 | [9 empty] | 120.2 |  | #DIVIDE BY ZERO |  | -120.2 | #DIVIDE BY ZERO | #UNPARSEABLE | #BLOCKED |  | -4.0067 | #DIVIDE BY ZERO | 0 | 0 | 0 | #DIVIDE BY ZERO | #DIVIDE BY ZERO
3-量產 |  | 4 | F |  | #UNPARSEABLE | OTAP Positioner & Control | A415.E | 2.5 | [17 empty] | #DIVIDE BY ZERO |  | 0 | #DIVIDE BY ZERO | #UNPARSEABLE | #BLOCKED |  | 0 | #DIVIDE BY ZERO | 0 | 0 | 0 | #DIVIDE BY ZERO | #DIVIDE BY ZERO
3-量產 |  | 2 | A |  | A116.C | AE-T3 OTA 3D Turntable | A415.E13 | [18 empty] | #DIVIDE BY ZERO |  | 0 | #DIVIDE BY ZERO | #UNPARSEABLE | #BLOCKED |  | 0 | #DIVIDE BY ZERO | 0 | 0 | 0 | #DIVIDE BY ZERO | #DIVIDE BY ZERO
|  | 0 | A1 |  | A116.E02 | AE-T32 3D Performance Type Turntable -Motion: Roll/ Azimuth -Diameter : 1.2m -Max. vertical loading: 15Kg -Max. speed: 20 RPM (Roll) / 7 RPM (Azimuth) -Maximum torque: 8 N-m -Resolution: 0.1° -Encoder Accuracy: ±0.5° -Travel: 0° - 360° -Power: 220VAC -Power consumption: 700W -Adaptor platform | A415.E131 |  |  |  |  | 1 |  | 341.3 | [9 empty] | 341.3 |  | #DIVIDE BY ZERO |  | -341.3 | #DIVIDE BY ZERO | #UNPARSEABLE | #BLOCKED |  | -11.3767 | #DIVIDE BY ZERO | 0 | 0 | 0 | #DIVIDE BY ZERO | #DIVIDE BY ZERO
|  | 0 | A1 |  | A116.E02 | AE-T36 3D Performance Type Turntable -Motion: Roll (U shape)/ Azimuth -Diameter : 2.1m -Max. vertical loading: 100Kg -Max. capacity DUT size: 90 x 90 x 40cm -Max. speed: 8 RPM (Roll) / 6 RPM (Azimuth) -Maximum torque: 1000 N-m (Roll) / 90 N-m (Azimuth) -Resolution: 0.1° -Encoder Accuracy: ±0.01° -Travel: 0° - 360° -Power: 220VAC -Power consumption: 1500W -Adaptor platform | A415.E132 |  |  |  |  | 1 |  | 1500 | [9 empty] | 1500 |  | #DIVIDE BY ZERO |  | -1500 | #DIVIDE BY ZERO | #UNPARSEABLE | #BLOCKED |  | -50 | #DIVIDE BY ZERO | 0 | 0 | 0 | #DIVIDE BY ZERO | #DIVIDE BY ZERO
3-量產 |  | 5 | R/M |  | A116.C | Fixtures | A415.E15 | [18 empty] | #DIVIDE BY ZERO |  | 0 | #DIVIDE BY ZERO | #UNPARSEABLE | #BLOCKED |  | 0 | #DIVIDE BY ZERO | 0 | 0 | 0 | #DIVIDE BY ZERO | #DIVIDE BY ZERO
|  | 0 | A1 |  | #UNPARSEABLE | AE-T39 Flat Plate Fixture -Main material: FR4 -Plate size: 30cm -Max. vertical loading: 3Kg (no bending: 0.5kg) AE-T39 Handheld Device Fixture -Main material: FR4 -Max. vertical loading: 1Kg (no bending: 0.3kg) | A415.E151 |  |  |  |  | 1 |  | 13.5 | [9 empty] | 13.5 |  | #DIVIDE BY ZERO |  | -13.5 | #DIVIDE BY ZERO | #UNPARSEABLE | #BLOCKED |  | -0.45 | #DIVIDE BY ZERO | 0 | 0 | 0 | #DIVIDE BY ZERO | #DIVIDE BY ZERO
|  | 0 | A1 |  | #UNPARSEABLE | AE-T39 Handheld Device Fixture -Main material: FR4 -Max. vertical loading: 1Kg (no bending: 0.3kg) | A415.E152 |  |  |  |  | 1 |  | 4.5 | [9 empty] | 4.5 |  | #DIVIDE BY ZERO |  | -4.5 | #DIVIDE BY ZERO | #UNPARSEABLE | #BLOCKED |  | -0.15 | #DIVIDE BY ZERO | 0 | 0 | 0 | #DIVIDE BY ZERO | #DIVIDE BY ZERO
|  | 0 | A1 |  | #UNPARSEABLE | AE-T39 Laptop Fixture -Main material: POM -Plate size: Support 11" to 19" screen sized laptop -Max. vertical loading: 3Kg | A415.E153 |  |  |  |  | 1 |  | 18 | [9 empty] | 18 |  | #DIVIDE BY ZERO |  | -18 | #DIVIDE BY ZERO | #UNPARSEABLE | #BLOCKED |  | -0.6 | #DIVIDE BY ZERO | 0 | 0 | 0 | #DIVIDE BY ZERO | #DIVIDE BY ZERO
|  | 0 | A1 |  | #UNPARSEABLE | AE-T39 Head Phantom Fixture -Main material: FR4 -Compatibility: SPEAG SAM head phantom V4.5 | A415.E154 |  |  |  |  | 1 |  | 10 | [9 empty] | 10 |  | #DIVIDE BY ZERO |  | -10 | #DIVIDE BY ZERO | #UNPARSEABLE | #BLOCKED |  | -0.33333 | #DIVIDE BY ZERO | 0 | 0 | 0 | #DIVIDE BY ZERO | #DIVIDE BY ZERO
|  | 0 | A1 |  | #UNPARSEABLE | AE-T39 Hands\Wrist\Forearm Fixture -Main material: FR4 -Compatibility: SPEAG SHO Fixture X Version 5 | A415.E155 |  |  |  |  | 1 |  | 10 | [9 empty] | 10 |  | #DIVIDE BY ZERO |  | -10 | #DIVIDE BY ZERO | #UNPARSEABLE | #BLOCKED |  | -0.33333 | #DIVIDE BY ZERO | 0 | 0 | 0 | #DIVIDE BY ZERO | #DIVIDE BY ZERO
3-量產 |  | 1 | R |  | #UNPARSEABLE | AE-C1 Desktop IPC Controller | A415.E21 | [18 empty] | #DIVIDE BY ZERO |  | 0 | #DIVIDE BY ZERO | #UNPARSEABLE | #BLOCKED |  | 0 | #DIVIDE BY ZERO | 0 | 0 | 0 | #DIVIDE BY ZERO | #DIVIDE BY ZERO
|  | 0 | A |  | #UNPARSEABLE | AE-C11 Desktop IPC Controller & OS -CPU: Intel Core i5 Processor -OS: Windows 10 Enterprise 64 bit -Microsoft Excel -24" Monitor -Mouse + keyboard -GPIB card -19" Standard 41U rack | A415.E211 |  |  |  |  | 1 |  | 79.09 | [9 empty] | 79.09 |  | #DIVIDE BY ZERO |  | -79.09 | #DIVIDE BY ZERO | #UNPARSEABLE | #BLOCKED |  | -2.6363 | #DIVIDE BY ZERO | 0 | 0 | 0 | #DIVIDE BY ZERO | #DIVIDE BY ZERO
3-量產 |  | 2 | A |  | A116.C | AE-T7 Feed antenna positioner | A415.E25 | [18 empty] | #DIVIDE BY ZERO |  | 0 | #DIVIDE BY ZERO | #UNPARSEABLE | #BLOCKED |  | 0 | #DIVIDE BY ZERO | 0 | 0 | 0 | #DIVIDE BY ZERO | #DIVIDE BY ZERO
|  | 0 | A1 |  | A116.E02 | AE-T72 Auto Feed Positioner -4 axis positioner: AZ/ X/ Y/ Z -Az: Travel ±10°with accuracy 0.5° -X axis: Travel ±100 mm with accuracy 0.5 mm -Y axis: Travel ±450 mm with accuracy 0.5 mm -Z axis: Travel ±100 mm with accuracy 0.5 mm -Electric control for feed position switch -Capacity: 3 antennas typically | A415.E251 |  |  |  |  | 1 |  | 400 | [9 empty] | 400 |  | #DIVIDE BY ZERO |  | -400 | #DIVIDE BY ZERO | #UNPARSEABLE | #BLOCKED |  | -13.3333 | #DIVIDE BY ZERO | 0 | 0 | 0 | #DIVIDE BY ZERO | #DIVIDE BY ZERO
|  | 0 | A1 |  | A116.E02 | AE-T71 Manual Feed Positioner -4 axis positioner: AZ/ X/ Y/ Z -Az: Travel ±10° -X axis: Travel ±100 mm -Y axis: Travel ±450 mm -Z axis: Travel ±100 mm -Manual feed position operation -Capacity: Single antenna | A415.E252 |  |  |  |  | 1 |  | 150 | [9 empty] | 150 |  | #DIVIDE BY ZERO |  | -150 | #DIVIDE BY ZERO | #UNPARSEABLE | #BLOCKED |  | -5 | #DIVIDE BY ZERO | 0 | 0 | 0 | #DIVIDE BY ZERO | #DIVIDE BY ZERO
3-量產 |  | 1 |  |  | #UNPARSEABLE | OTAP Measurement Software | A415.S | 2.5 | [17 empty] | #DIVIDE BY ZERO |  | 0 | #DIVIDE BY ZERO | #UNPARSEABLE | #BLOCKED |  | 0 | #DIVIDE BY ZERO | 0 | 0 | 0 | #DIVIDE BY ZERO | #DIVIDE BY ZERO
|  | 3 | R |  | #UNPARSEABLE | Maxwell OTA Software 5GNR | A415.S42 | [18 empty] | #DIVIDE BY ZERO |  | 0 | #DIVIDE BY ZERO | #UNPARSEABLE | #BLOCKED |  | 0 | #DIVIDE BY ZERO | 0 | 0 | 0 | #DIVIDE BY ZERO | #DIVIDE BY ZERO
|  | 0 | A1 |  | A173.E01 | Passive function -2D/3D Antenna measurement -Test result: Antenna efficiency, gain pattern, peak gain -Instrument: Consistent with the quotation -One license permits one model of network analyzer | A415.S421 |  |  |  |  | 1 | [13 empty] | #DIVIDE BY ZERO |  | 0 | #DIVIDE BY ZERO | #UNPARSEABLE | #BLOCKED |  | 0 | #DIVIDE BY ZERO | 0 | 0 | 0 | #DIVIDE BY ZERO | #DIVIDE BY ZERO
|  | 0 | A1 |  | A173.E01 | MW5 Maxwell OTA 5GNR FR1 TP Software -Throughput measurement -5GNR FR1 -Instrument: Consistent with the quotation -One license permits one model of equipment | A415.S422 |  |  |  |  | 1 | [13 empty] | #DIVIDE BY ZERO |  | 0 | #DIVIDE BY ZERO | #UNPARSEABLE | #BLOCKED |  | 0 | #DIVIDE BY ZERO | 0 | 0 | 0 | #DIVIDE BY ZERO | #DIVIDE BY ZERO
|  | 0 | A1 |  | A173.E01 | MW5 Maxwell OTA 5GNR FR1 Software -TRP/ TIS measurement -5GNR FR1 -Instrument: Consistent with the quotation -One license permits one model of equipment | A415.S423 |  |  |  |  | 1 | [13 empty] | #DIVIDE BY ZERO |  | 0 | #DIVIDE BY ZERO | #UNPARSEABLE | #BLOCKED |  | 0 | #DIVIDE BY ZERO | 0 | 0 | 0 | #DIVIDE BY ZERO | #DIVIDE BY ZERO
3-量產 |  | 6 | F |  | #UNPARSEABLE | OTAP Acceptance | A415.V | 2.5 | [17 empty] | #DIVIDE BY ZERO |  | 0 | #DIVIDE BY ZERO | #UNPARSEABLE | #BLOCKED |  | 0 | #DIVIDE BY ZERO | 0 | 0 | 0 | #DIVIDE BY ZERO | #DIVIDE BY ZERO
3-量產 |  | 1 | R |  | A116.V | Hardware item check | A415.V1 |  | by Measurement Antenna | [16 empty] | #DIVIDE BY ZERO |  | 0 | #DIVIDE BY ZERO | #UNPARSEABLE | #BLOCKED |  | 0 | #DIVIDE BY ZERO | 0 | 0 | 0 | #DIVIDE BY ZERO | #DIVIDE BY ZERO
|  | 0 | A |  | A116.V01 | Hardware Item Check -Anechoic Chamber -RF Measurement -Positioner and control | A415.V111 | 3 |  | #UNPARSEABLE |  | 1 | #UNPARSEABLE | #UNPARSEABLE | #UNPARSEABLE | [8 empty] | #BLOCKED | #BLOCKED | #BLOCKED |  | #BLOCKED | #BLOCKED | #UNPARSEABLE | #BLOCKED |  | #BLOCKED | #BLOCKED | 0 | 0 | 0 | #DIVIDE BY ZERO | #DIVIDE BY ZERO
3-量產 |  | 2 | R |  | A116.V | Shielding effective | A415.V2 |  | by Measurement Antenna | [16 empty] | #DIVIDE BY ZERO |  | 0 | #DIVIDE BY ZERO | #UNPARSEABLE | #BLOCKED |  | 0 | #DIVIDE BY ZERO | 0 | 0 | 0 | #DIVIDE BY ZERO | #DIVIDE BY ZERO
|  | 0 |  |  |  | Shielding Effective Testing -Frequency: 0.45 - 18 GHz -Isolation requirement: Not guaranteed -Test Frequency: 0.45 / 2.4 / 5.5 / 8.0 / 12.0 / 18.0 GHz -Operate the testing by Atenlab -Refer EN50147-1 standard | A415.V211 |  |  |  |  | 1 |  | 4 | [9 empty] | 4 |  | #DIVIDE BY ZERO |  | -4 | #DIVIDE BY ZERO | #UNPARSEABLE | #BLOCKED |  | -0.13333 | #DIVIDE BY ZERO | 0 | 0 | 0 | #DIVIDE BY ZERO | #DIVIDE BY ZERO
|  | 0 |  |  |  | Shielding Effective Testing -Frequency: 0.45 - 18 GHz -Isolation requirement: Batter than before -Test Frequency: 0.45 / 2.4 / 5.5 / 8.0 / 12.0 / 18.0 GHz -Operate the testing by Atenlab -Refer EN50147-1 standard | A415.V212 |  |  |  |  | 1 |  | 8 | [9 empty] | 8 |  | #DIVIDE BY ZERO |  | -8 | #DIVIDE BY ZERO | #UNPARSEABLE | #BLOCKED |  | -0.26667 | #DIVIDE BY ZERO | 0 | 0 | 0 | #DIVIDE BY ZERO | #DIVIDE BY ZERO
3-量產 |  | 2 | R |  | A116.V | Path Loss Calibration | A415.V31 |  | by Measurement Antenna | [16 empty] | #DIVIDE BY ZERO |  | 0 | #DIVIDE BY ZERO | #UNPARSEABLE | #BLOCKED |  | 0 | #DIVIDE BY ZERO | 0 | 0 | 0 | #DIVIDE BY ZERO | #DIVIDE BY ZERO
|  | 0 |  |  |  | Path Loss Calibration Passive -Passive path: 24 - 42 GHz -Calibration antenna: Horn antenna -According CTIA standard for range loss calibration | A415.V311 |  |  |  |  | 1 |  | 6 | [9 empty] | 6 |  | #DIVIDE BY ZERO |  | -6 | #DIVIDE BY ZERO | #UNPARSEABLE | #BLOCKED |  | -0.2 | #DIVIDE BY ZERO | 0 | 0 | 0 | #DIVIDE BY ZERO | #DIVIDE BY ZERO
|  | 0 |  |  |  | Path Loss Calibration Passive \ Cellular -Passive path: 24 - 42 GHz -Cellular path: 24 - 42 GHz -Calibration antenna: Horn antenna -According CTIA standard for range loss calibration | A415.V312 |  |  |  |  | 1 |  | 6 | [9 empty] | 6 |  | #DIVIDE BY ZERO |  | -6 | #DIVIDE BY ZERO | #UNPARSEABLE | #BLOCKED |  | -0.2 | #DIVIDE BY ZERO | 0 | 0 | 0 | #DIVIDE BY ZERO | #DIVIDE BY ZERO
3-量產 |  | 0 | R |  | A116.V | Path Loss Calibration additional | A415.V32 |  | by Measurement Antenna | [16 empty] | #DIVIDE BY ZERO |  | 0 | #DIVIDE BY ZERO | #UNPARSEABLE | #BLOCKED |  | 0 | #DIVIDE BY ZERO | 0 | 0 | 0 | #DIVIDE BY ZERO | #DIVIDE BY ZERO
[6 empty] | Path Loss Calibration 40 - 60 GHz -Frequency: 40 - 60 GHz -Calibration antenna: Horn antenna -According CTIA standard for range loss calibration -The part of frequency will be omitted if it is not available | A415.V321 | [6 empty] | 6
[6 empty] | Path Loss Calibration 60 - 90 GHz -Frequency: 60 - 90 GHz -Calibration antenna: Horn antenna -According CTIA standard for range loss calibration -The part of frequency will be omitted if it is not available | A415.V322 | [6 empty] | 6
[6 empty] | Path Loss Calibration 18 - 26.5 GHz -Frequency: 18 - 26.5 GHz -Calibration antenna: Horn antenna -According CTIA standard for range loss calibration -The part of frequency will be omitted if it is not available | A415.V323 | [6 empty] | 6
[6 empty] | Path Loss Calibration 2 - 18 GHz -Frequency: 2 - 18 GHz -Calibration antenna: Horn antenna -According CTIA standard for range loss calibration -The part of frequency will be omitted if it is not available | A415.V324 | [6 empty] | 8
3-量產 |  | 0 | R |  | A116.V | Ripple Testing | A415.V4 |  | by Measurement Antenna | [16 empty] | #DIVIDE BY ZERO |  | 0 | #DIVIDE BY ZERO | #UNPARSEABLE | #BLOCKED |  | 0 | #DIVIDE BY ZERO | 0 | 0 | 0 | #DIVIDE BY ZERO | #DIVIDE BY ZERO
[6 empty] | Quiet zone quality (Scanner should be confirmed) -Scanning along X axis at Z = 0cm -Scanning along Y axis at Z = 0cm -Scanning travel: Depend on size of the quiet zone -Amplitude ripple(SD): ±0.5dB @ 28/ 39GHz -Amplitude taper: ≦ 1.5dB @ 28/ 39GHz -Cross polarization: ≤ -25dB @ 28/ 39GHz -Operate the testing by Atenlab | A415.V411
[6 empty] | Quiet zone quality (Scanner should be confirmed) -Scanning along X axis at Z = 0cm -Scanning along Y axis at Z = 0cm -Scanning travel: Depend on size of the quiet zone -Amplitude ripple(SD): ±1.5dB @ 76/ 81GHz -Amplitude taper: ≦ 0.5dB @ 76/ 81GHz -Cross polarization: ≤ -25dB @ 76/ 81GHz -Operate the testing by Atenlab | A415.V412
3-量產 |  | 0 | R |  | A116.V | Reliability testing | A415.V5 | [18 empty] | #DIVIDE BY ZERO |  | 0 | #DIVIDE BY ZERO | #UNPARSEABLE | #BLOCKED |  | 0 | #DIVIDE BY ZERO | 0 | 0 | 0 | #DIVIDE BY ZERO | #DIVIDE BY ZERO
[6 empty] | Reliability Testing -Passive mode -The 3D antenna efficiency(%) result in standard deviation should be less than 10% -Use standard gain horn, perform the 3D passive test in 10 times -During the test, the DUT should not removed (to avoid re-position error) -Performing 26.5 to 40GHz, 0.5GHz step. | A415.V511 |  |  |  |  | 1 |  | 12
[6 empty] | Software function check -Perform the test, test result export successfully | A415.V521 |  |  |  |  | 1 |  | 4
3-量產 |  | 2 | N |  | A116.V | OTAP System Warranty | A415.W | 2.5 | 免費 | [16 empty] | #DIVIDE BY ZERO |  | 0 | #DIVIDE BY ZERO | #UNPARSEABLE | #BLOCKED |  | 0 | #DIVIDE BY ZERO | 0 | 0 | 0 | #DIVIDE BY ZERO | #DIVIDE BY ZERO
3-量產 |  | 3 | R |  | A116.V | OTAP System Warranty | A415.W1 |  | by Measurement Antenna | [16 empty] | #DIVIDE BY ZERO |  | 0 | #DIVIDE BY ZERO | #UNPARSEABLE | #BLOCKED |  | 0 | #DIVIDE BY ZERO | 0 | 0 | 0 | #DIVIDE BY ZERO | #DIVIDE BY ZERO
|  | 0 | A |  | A116.W05 | OTAP 2 year warranty for upgraded item -Hardware coverage in case of natural damage -Warranty excluded: RF passive components, Test fixtures, Computer, Monitor, and the components not provided from Atenlab | A415.W111 | 3 |  |  |  | 1 | 0 | 4 | 0 | [8 empty] | 4 | 0 | #DIVIDE BY ZERO |  | -4 | #DIVIDE BY ZERO | #UNPARSEABLE | #BLOCKED |  | -0.13333 | #DIVIDE BY ZERO | 0 | 0 | 0 | #DIVIDE BY ZERO | #DIVIDE BY ZERO
|  | 0 | A |  | A116.W05 | OTAP 1 year warranty for upgraded item -Hardware coverage in case of natural damage -Warranty excluded: RF passive components, Test fixtures, Computer, Monitor, and the components not provided from Atenlab | A415.W112 | 3 |  |  |  | 1 | 0 | 2 | 0 | [8 empty] | 2 | 0 | #DIVIDE BY ZERO |  | -2 | #DIVIDE BY ZERO | #UNPARSEABLE | #BLOCKED |  | -0.066667 | #DIVIDE BY ZERO | 0 | 0 | 0 | #DIVIDE BY ZERO | #DIVIDE BY ZERO
|  | 0 | A |  | A116.W05 | OTAP 1 month warranty for repaired item -Hardware coverage in case of natural damage | A415.W122 | 3 |  |  |  | 1 | 0 | 2 | 0 | [8 empty] | 2 | 0 | #DIVIDE BY ZERO |  | -2 | #DIVIDE BY ZERO | #UNPARSEABLE | #BLOCKED |  | -0.066667 | #DIVIDE BY ZERO | 0 | 0 | 0 | #DIVIDE BY ZERO | #DIVIDE BY ZERO
3-量產 |  | 5 | R |  | A116.V | OTAP System Warranty Extension | A415.W2 |  | by Measurement Antenna | [16 empty] | #DIVIDE BY ZERO |  | 0 | #DIVIDE BY ZERO | #UNPARSEABLE | #BLOCKED |  | 0 | #DIVIDE BY ZERO | 0 | 0 | 0 | #DIVIDE BY ZERO | #DIVIDE BY ZERO
|  | 0 |  |  |  | System 1 years warranty extension -Software free upgrade -Hardware coverage in case of natural damage -Maintenance: Turntable and shielding door, twice a year -Performance check: Path check and shielding effective check, once a year -Warranty excluded: RF passive components, Test fixtures, Computer, Monitor, and the components not provided from Atenlab | A415.W211 |  |  |  |  | 1 |  | 10 | [9 empty] | 10 |  | #DIVIDE BY ZERO |  | -10 | #DIVIDE BY ZERO | #UNPARSEABLE | #BLOCKED |  | -0.33333 | #DIVIDE BY ZERO | 0 | 0 | 0 | #DIVIDE BY ZERO | #DIVIDE BY ZERO
|  | 0 |  |  |  | System 2 years warranty extension -Software free upgrade -Hardware coverage in case of natural damage -Maintenance: Turntable and shielding door, twice a year -Performance check: Path check and shielding effective check, once a year -Replacement: Coaxial RF rotary joint and passive RF cable on the turntable, at first year -Warranty excluded: RF passive components, Test fixtures, Computer, Monitor, and the components not provided from Atenlab | A415.W212 |  |  |  |  | 1 |  | 46 | [9 empty] | 46 |  | #DIVIDE BY ZERO |  | -46 | #DIVIDE BY ZERO | #UNPARSEABLE | #BLOCKED |  | -1.5333 | #DIVIDE BY ZERO | 0 | 0 | 0 | #DIVIDE BY ZERO | #DIVIDE BY ZERO
|  | 0 |  |  |  | System 3 years warranty extension -Software free upgrade -Hardware coverage in case of natural damage -Maintenance: Turntable and shielding door, twice a year -Performance check: Path check and shielding effective check, once a year -Replacement: Coaxial RF rotary joint and passive RF cable on the turntable, at first year -Warranty excluded: RF passive components, Test fixtures, Computer, Monitor, and the components not provided from Atenlab | A415.W213 |  |  |  |  | 1 |  | 54 | [9 empty] | 54 |  | #DIVIDE BY ZERO |  | -54 | #DIVIDE BY ZERO | #UNPARSEABLE | #BLOCKED |  | -1.8 | #DIVIDE BY ZERO | 0 | 0 | 0 | #DIVIDE BY ZERO | #DIVIDE BY ZERO
|  | 0 |  |  |  | System 4 years warranty extension -Software free upgrade -Hardware coverage in case of natural damage -Maintenance: Turntable and shielding door, twice a year -Performance check: Path check and shielding effective check, once a year -Replacement: Coaxial RF rotary joint and passive RF cable on the turntable, at first year and third year -Warranty excluded: RF passive components, Test fixtures, Computer, Monitor, and the components not provided from Atenlab | A415.W214 |  |  |  |  | 1 |  | 92 | [9 empty] | 92 |  | #DIVIDE BY ZERO |  | -92 | #DIVIDE BY ZERO | #UNPARSEABLE | #BLOCKED |  | -3.0667 | #DIVIDE BY ZERO | 0 | 0 | 0 | #DIVIDE BY ZERO | #DIVIDE BY ZERO
|  | 0 | A |  | A116.W05 | System 5 years warranty extension -Software free upgrade -Hardware coverage in case of natural damage -Maintenance: Turntable and shielding door, twice a year -Performance check: Path check and shielding effective check, once a year -Replacement: Coaxial RF rotary joint and passive RF cable on the turntable, at first year and third year -Warranty excluded: RF passive components, Test fixtures, Computer, Monitor, and the components not provided from Atenlab | A415.W215 | 3 |  |  |  | 1 |  | 100 | [9 empty] | 100 |  | #DIVIDE BY ZERO |  | -100 | #DIVIDE BY ZERO | #UNPARSEABLE | #BLOCKED |  | -3.3333 | #DIVIDE BY ZERO | 0 | 0 | 0 | #DIVIDE BY ZERO | #DIVIDE BY ZERO
0-未開 |  |  |  |  | A41 | OTAP-Near Field Solution upgrade | A418
0-未開 |  |  |  |  | A41 | OTAP-Swing-arm Solution upgrade | A412
1-評估 | 1 | 1 |  |  | A4 | TPUT Throughput | A43 |  | 吸波材料 |  | 3 | 1 | 1300 | 500 | 1000 | 61.54% | 50% | 3000 | 1500 | 50% | 39.47% | 40.54% | 1/30前完成資料
6 |  |  |  |  | A41 | TPUT-Wi-Fi Throughput Solution | A431 | 1
3-量產 |  | 6 | F |  | #UNPARSEABLE | TPUT Anechoic Chamber Accessory | A431.A | 2 | [17 empty] | #DIVIDE BY ZERO |  | 0 | #DIVIDE BY ZERO | #UNPARSEABLE | #BLOCKED |  | 0 | #DIVIDE BY ZERO | 0 | 0 | 0 | #DIVIDE BY ZERO | #DIVIDE BY ZERO
3-量產 |  | 0 | R |  | A118.A | SE-R2 OTA Shielding Room (Middle) | A431.A01 | [18 empty] | #DIVIDE BY ZERO |  | 0 | #DIVIDE BY ZERO | #UNPARSEABLE | #BLOCKED |  | 0 | #DIVIDE BY ZERO | 0 | 0 | 0 | #DIVIDE BY ZERO | #DIVIDE BY ZERO
[6 empty] | SE-R24 Shielding Room (7/4/3) -Outside Dimension: L7.2 x W4.0 x H2.9m +/-5cm -Inside Dimension: L7.1 x W3.9 x H2.6m +/-5cm -Shielding effective: 30M - 18GHz > 100dB -Modular steel pan type by 2mm galvanized steel sheet -Steel pillar for self support structure -Painted on visual panel | A431.A010 |  |  | A211.R243 |  | 1 |  | 851.4
3-量產 |  | 0 | R |  | A118.PONN | SE-D2 Shielding Swing Door | A431.A05 | [18 empty] | #DIVIDE BY ZERO |  | 0 | #DIVIDE BY ZERO | #UNPARSEABLE | #BLOCKED |  | 0 | #DIVIDE BY ZERO | 0 | 0 | 0 | #DIVIDE BY ZERO | #DIVIDE BY ZERO
[6 empty] | SE-D22 Flat Shielding Swing Door -Dimension W1.0 x H2.0m -Blade contact auto-latching -Manual operation for emergency | A431.A050 |  |  | A211.D221 |  | 1 |  | 6.2
3-量產 |  | 0 | R |  | A116.A | SE-D2 Shielding Swing Door (Additional) | A431.A06 | [18 empty] | #DIVIDE BY ZERO |  | 0 | #DIVIDE BY ZERO | #UNPARSEABLE | #BLOCKED |  | 0 | #DIVIDE BY ZERO | 0 | 0 | 0 | #DIVIDE BY ZERO | #DIVIDE BY ZERO
[6 empty] | SE-D22 Flat Shielding Swing Door -Dimension W1.0 x H2.0m -Blade contact auto-latching -Manual operation for emergency | A431.A060 |  |  | A211.D221 |  | 1 |  | 6.2
3-量產 |  |  | R |  | A118.A | SE-A1 Access panel | A431.A07
[6 empty] | SE-A23 Access panel (OTA Standard +Tput 8x8) -Dimension: H30 x W30 cm -SMA Jack to Jack x 20 -2" Waveguide tube for extension cable through, 1 set | A431.A070 |  |  | A211.A235 |  | 1 |  | 20
[6 empty] | SE-A29 Access panel refit -Add SMA Jack to Jack x 10 | A431.A071 |  |  | A211.A291 |  | 1
3-量產 |  | 0 | R |  | A118.A | SE-H Shielding Honeycomb Air Vent | A431.A09 | [18 empty] | #DIVIDE BY ZERO |  | 0 | #DIVIDE BY ZERO | #UNPARSEABLE | #BLOCKED |  | 0 | #DIVIDE BY ZERO | 0 | 0 | 0 | #DIVIDE BY ZERO | #DIVIDE BY ZERO
[6 empty] | SE-H23 Shielding Honeycomb Air Vent -Dimension: 0.3 x 0.3m (L/W) -Shielding effective: 30M - 18GHz > 100dB | A431.A090 |  |  | A211.H230 |  | 4
3-量產 |  |  | R |  | A116.A | AB-X1 EPP Absorber Set | A431.A11
[6 empty] | AB-X1 EPP Absorber Set (OTA7/4/3) -Material: Expandable Polypropylene -Frequency: 0.4 - 18GHz -AB-X12: 30cm height pyramid absorber -AB-X12: 60cm height pyramid absorber -AB-X12: 5cm height flatten absorber -RoHS & REACH Compliant | A431.A110 |  |  | A212.X19G |  | 1 |  | 645.345
3-量產 |  | 0 | M/R |  | A118.A | SE-F Power & Signal filter Set | A431.A15 | [18 empty] | #DIVIDE BY ZERO |  | 0 | #DIVIDE BY ZERO | #UNPARSEABLE | #BLOCKED |  | 0 | #DIVIDE BY ZERO | 0 | 0 | 0 | #DIVIDE BY ZERO | #DIVIDE BY ZERO
[6 empty] | SE-F29 Signal filter set (OTA+TP) -SE-F22-02 RJ45 1Gbps x 2 (1 for Equipment) -SE-F22-02 RJ45 10Gbps x 2 -SE-F23-02 USB3.0 x 1 -SE-F25-01 RS-232/485 x 2 (for Equipment) | A431.A150 |  |  | A211.F911 |  | 1
3-量產 |  | 0 | M/R |  | A116.A | SE-F Filter set | A431.A16 | [18 empty] | #DIVIDE BY ZERO |  | 0 | #DIVIDE BY ZERO | #UNPARSEABLE | #BLOCKED |  | 0 | #DIVIDE BY ZERO | 0 | 0 | 0 | #DIVIDE BY ZERO | #DIVIDE BY ZERO
[6 empty] | SE-F24-02 Ethernet 10Gbps Media Converter -RJ45: 10G/5G/2.5G/1G/100BASE-T -Fiber Optic Interface: 10GBASE-X R SFP+ -Power Requirements: 5V DC, 2A max. -Power Consumption: 3.75 watts -Regulatory Compliance: FCC Part 15 Class A, CE | A431.A160 |  | 21119緯創 21134光寶 | A211.F242 |  | 4 |  | 64.8 | [23 empty] | #DIVIDE BY ZERO | #DIVIDE BY ZERO
3-量產 |  |  | R |  | A173.A.PON | SE-X Laser Alignment System | A431.A17
[6 empty] | SE-X31 Laser Alignment System -Independent 3 red laser line -Mounting type: Wall bracket -Horizontal alignment: 1 line -Vertical alignment: 2 line | A431.A170 |  |  | A211.X311 |  | 1 | 30 | 4.044 | 20
3-量產 |  |  | R |  | A116.A | SE-L Lighting | A431.A21
[6 empty] | SE-L31 LED Lighting -Power consumption: 50W | A431.A210 |  |  | A211.L311 |  | 1 | 10 | 2
3-量產 |  |  | R |  | A211.R | SE-V1 CCTV System | A431.A29
[6 empty] | SE-V12 CCTV System -2560 x 1440 @ 30 fps -2.8 - 12 mm motor zoom lens | A431.A290 |  |  | A211.X311 |  | 1 | 30 | 6.52 | 27
3-量產 |  | 0 | F |  | #UNPARSEABLE | SE-B Single Box | A431.B | [18 empty] | #DIVIDE BY ZERO |  | 0 | #DIVIDE BY ZERO | #UNPARSEABLE | #BLOCKED |  | 0 | #DIVIDE BY ZERO | 0 | 0 | 0 | #DIVIDE BY ZERO | #DIVIDE BY ZERO
3-量產 |  |  |  |  | A211.B | SE-B1 Single Box | A431.B1 | [30 empty] | #DIVIDE BY ZERO | #DIVIDE BY ZERO
[6 empty] | SE-B13 Shielding Box (for throughput) -Shielding enclosures dimension: L70 x W70 x H120 +/-5cm -Shielding swing door: W40 x H40 cm, auto-latching x1 -Shielding effective: 2.0 GHz - 8.0 GHz > 80 dB -Signal filter: RJ-45 10Gbps x5, RJ-45 1Gbps filter x1, USB3.0 x2, USB2.0 x1 -Power filter: 100-280VAC single phase 2 wire 16A x2 -Honeycomb Air Vent: Dimension: 0.1 x 0.1m (L/W) x1 -Painted on visual panel | A431.B130 |  |  | A211.B131 |  | 1 |  | 140 | [23 empty] | #DIVIDE BY ZERO | #DIVIDE BY ZERO
3-量產 |  | 3 | F |  | #UNPARSEABLE | TPUT RF System | A431.C | 2 | [17 empty] | #DIVIDE BY ZERO |  | 0 | #DIVIDE BY ZERO | #UNPARSEABLE | #BLOCKED |  | 0 | #DIVIDE BY ZERO | 0 | 0 | 0 | #DIVIDE BY ZERO | #DIVIDE BY ZERO
3-量產 |  | 4 | R |  | A116.C | AT-Antenna | A431.C11 | [18 empty] | #DIVIDE BY ZERO |  | 0 | #DIVIDE BY ZERO | #UNPARSEABLE | #BLOCKED |  | 0 | #DIVIDE BY ZERO | 0 | 0 | 0 | #DIVIDE BY ZERO | #DIVIDE BY ZERO
|  | 0 | A |  | A116.C01 | AT-H16 Single Polarization Broadband Horn Horn Antenna -Antenna frequency: 2.0- 18.0GHz -Antenna gain: 12dBi (Typical ) -Polarization: Single linear polarization -Power handling: Max. 50 Watt CW -Antenna aperture size: 105mm -Connector: SMA (F) | A431.C111 |  |  | A213.H180 |  | 4 | [13 empty] | #DIVIDE BY ZERO |  | 0 | #DIVIDE BY ZERO | #UNPARSEABLE | #BLOCKED |  | 0 | #DIVIDE BY ZERO | 0 | 0 | 0 | #DIVIDE BY ZERO | #DIVIDE BY ZERO
|  | 0 | A |  | A116.C01 | AT-H23 Dual Polarization Horn Antenna -Antenna frequency: 2.0 - 18.0 GHz -Antenna gain: 13 dBi (Typical) -Polarization: Dual linear polarization -Polarization isolation: > 20 dB -Power handling: Max. 50 Watt CW -Antenna aperture size: 140mm | A431.C112 |  |  | A213.H233 |  | 4 |  | 260 | [9 empty] | 260 |  | #DIVIDE BY ZERO |  | -260 | #DIVIDE BY ZERO | #UNPARSEABLE | #BLOCKED |  | -8.6667 | #DIVIDE BY ZERO | 0 | 0 | 0 | #DIVIDE BY ZERO | #DIVIDE BY ZERO
|  | 0 |  |  |  | AT-V21 Dual polarization Vivaldi Antenna -Antenna frequency: 0.68 - 8.0 GHz -Antenna gain: 6 dBi (Typical) -Polarization: Dual linear polarization -Polarization isolation: > 20dB -Power handling: Max. 4 Watt CW -Antenna aperture size: 210mm | A431.C110 |  |  | A213.V211 |  | 4 |  | 4 | [9 empty] | 4 |  | #DIVIDE BY ZERO |  | -4 | #DIVIDE BY ZERO | #UNPARSEABLE | #BLOCKED |  | -0.13333 | #DIVIDE BY ZERO | 0 | 0 | 0 | #DIVIDE BY ZERO | #DIVIDE BY ZERO
|  | 0 |  |  |  | AT-D21 Sleeve Monopole Antenna -Antenna frequency: 2.4 - 2.5 GHz/ 5.0 - 7.125 GHz -Antenna gain: 3 dBi (Typical ) -VSWR: 3.5 Max. -Power handling: Max. 5 Watt CW -Connector: SMA plug (male pin) -Length: 135.7 mm | A431.C113 |  |  | A213.D211 |  | 4 |  | 2.8 | [9 empty] | 2.8 |  | #DIVIDE BY ZERO |  | -2.8 | #DIVIDE BY ZERO | #UNPARSEABLE | #BLOCKED |  | -0.093333 | #DIVIDE BY ZERO | 0 | 0 | 0 | #DIVIDE BY ZERO | #DIVIDE BY ZERO
3-量產 |  | 2 | R |  | A116.C | FM-S3 Wi-Fi Throughput Measurement System | A431.C21 | [18 empty] | #DIVIDE BY ZERO |  | 0 | #DIVIDE BY ZERO | #UNPARSEABLE | #BLOCKED |  | 0 | #DIVIDE BY ZERO | 0 | 0 | 0 | #DIVIDE BY ZERO | #DIVIDE BY ZERO
|  | 0 | A |  | A116.C01 | FM-S3 Wi-Fi Throughput Measurement System (for 4x4 AP) -4 channel RF path -RF Cables: up to 18 GHz | A431.C210 |  |  |  |  | 1 |  | 131.35 | [9 empty] | 131.35 |  | #DIVIDE BY ZERO |  | -131.35 | #DIVIDE BY ZERO | #UNPARSEABLE | #BLOCKED |  | -4.3783 | #DIVIDE BY ZERO | 0 | 0 | 0 | #DIVIDE BY ZERO | #DIVIDE BY ZERO
|  | 0 | A |  | A116.C01 | FM-S3 Wi-Fi Throughput Measurement System (for 8x8 AP) -8 channel RF path -RF Cables: up to 18 GHz | A431.C211 |  |  |  |  | 1 |  | 254.55 | [9 empty] | 254.55 |  | #DIVIDE BY ZERO |  | -254.55 | #DIVIDE BY ZERO | #UNPARSEABLE | #BLOCKED |  | -8.485 | #DIVIDE BY ZERO | 0 | 0 | 0 | #DIVIDE BY ZERO | #DIVIDE BY ZERO
3-量產 |  | 2 | R |  | A116.C | FM-A1 Programming Attenuation System | A431.C31 | [18 empty] | #DIVIDE BY ZERO |  | 0 | #DIVIDE BY ZERO | #UNPARSEABLE | #BLOCKED |  | 0 | #DIVIDE BY ZERO | 0 | 0 | 0 | #DIVIDE BY ZERO | #DIVIDE BY ZERO
|  | 0 | A |  | A116.C01 | FM-A11 Programming Attenuation System -Brand: Atenlab -Frequency: DC - 18.0 GHz -Channel: 4 -Attenuation range: 121 dB -Attenuation step: 1 dB -Insertion loss: 2.5 dB@6GHz -Connector: SMA | A431.C310 |  |  | A214.A111 |  | 1 |  | 226.1 | [9 empty] | 226.1 |  | #DIVIDE BY ZERO |  | -226.1 | #DIVIDE BY ZERO | #UNPARSEABLE | #BLOCKED |  | -7.5367 | #DIVIDE BY ZERO | 0 | 0 | 0 | #DIVIDE BY ZERO | #DIVIDE BY ZERO
|  | 0 | A |  | A116.C01 | FM-A11 Programming Attenuation System -Brand: Atenlab -Frequency: DC - 18.0 GHz -Channel: 8 -Attenuation range: 121 dB -Attenuation step: 1 dB -Insertion loss: 2.5 dB@6GHz -Connector: SMA | A431.C311 |  |  | A214.A112 |  | 1 |  | 400 | [9 empty] | 400 |  | #DIVIDE BY ZERO |  | -400 | #DIVIDE BY ZERO | #UNPARSEABLE | #BLOCKED |  | -13.3333 | #DIVIDE BY ZERO | 0 | 0 | 0 | #DIVIDE BY ZERO | #DIVIDE BY ZERO
3-量產 |  | 6 | F |  | #UNPARSEABLE | TPUT Positioner & Control System | A431.E | 2 | [17 empty] | #DIVIDE BY ZERO |  | 0 | #DIVIDE BY ZERO | #UNPARSEABLE | #BLOCKED |  | 0 | #DIVIDE BY ZERO | 0 | 0 | 0 | #DIVIDE BY ZERO | #DIVIDE BY ZERO
3-量產 |  | 1 | R |  | #UNPARSEABLE | AE-T11 2D Turntable | A431.E11 | [18 empty] | #DIVIDE BY ZERO |  | 0 | #DIVIDE BY ZERO | #UNPARSEABLE | #BLOCKED |  | 0 | #DIVIDE BY ZERO | 0 | 0 | 0 | #DIVIDE BY ZERO | #DIVIDE BY ZERO
|  | 0 |  |  |  | AE-T12 2D Performance Turntable (M-Class Standard) -Diameter : 0.2m -Max. loading: 30 Kg -Max. speed: 3 RPM -Resolution: 0.1° -Accuracy: ±0.5° -Travel: 0° - 360° -Power consumption: 200W | A431.E110 |  |  | A217.T121 |  | 1 |  | 61.3 | [9 empty] | 61.3 |  | #DIVIDE BY ZERO |  | -61.3 | #DIVIDE BY ZERO | #UNPARSEABLE | #BLOCKED |  | -2.0433 | #DIVIDE BY ZERO | 0 | 0 | 0 | #DIVIDE BY ZERO | #DIVIDE BY ZERO
3-量產 |  | 1 | R |  | #UNPARSEABLE | AE-T12 3D Turntable | A431.E12 | [18 empty] | #DIVIDE BY ZERO |  | 0 | #DIVIDE BY ZERO | #UNPARSEABLE | #BLOCKED |  | 0 | #DIVIDE BY ZERO | 0 | 0 | 0 | #DIVIDE BY ZERO | #DIVIDE BY ZERO
|  | 0 | A |  | #UNPARSEABLE | AE-T32 3D Performance Type Turntable -Motion: Roll/ Azimuth -Diameter : 1.2m -Max. vertical loading: 15Kg -Max. speed: 20 RPM (Roll) / 7 RPM (Azimuth) -Maximum torque: 8 N-m -Resolution: 0.1° -Encoder Accuracy: ±0.5° -Travel: 0° - 360° -Power: 220VAC -Power consumption: 700W -Adaptor platform | A431.E121 |  | 安普新 | A217.T325 |  | 1 |  | 341.3 | [9 empty] | 341.3 |  | #DIVIDE BY ZERO |  | -341.3 | #DIVIDE BY ZERO | #UNPARSEABLE | #BLOCKED |  | -11.3767 | #DIVIDE BY ZERO | 0 | 0 | 0 | #DIVIDE BY ZERO | #DIVIDE BY ZERO
3-量產 |  | 1 | R |  | #UNPARSEABLE | AE-T39 Fixtures | A431.E13 | [18 empty] | #DIVIDE BY ZERO |  | 0 | #DIVIDE BY ZERO | #UNPARSEABLE | #BLOCKED |  | 0 | #DIVIDE BY ZERO | 0 | 0 | 0 | #DIVIDE BY ZERO | #DIVIDE BY ZERO
|  | 0 |  |  |  | AE-T19 Fixture (TP) -Platform size: 50 cm in diameter -Platform height: -15 cm from center -Material: Styrofoam -Handheld device stand | A431.E130 |  |  | A217.T196 |  | 1 |  | 16 | [9 empty] | 16 |  | #DIVIDE BY ZERO |  | -16 | #DIVIDE BY ZERO | #UNPARSEABLE | #BLOCKED |  | -0.53333 | #DIVIDE BY ZERO | 0 | 0 | 0 | #DIVIDE BY ZERO | #DIVIDE BY ZERO
3-量產 |  | 1 | R |  | #UNPARSEABLE | AE-C1 Desktop IPC Controller | A431.E21 | [18 empty] | #DIVIDE BY ZERO |  | 0 | #DIVIDE BY ZERO | #UNPARSEABLE | #BLOCKED |  | 0 | #DIVIDE BY ZERO | 0 | 0 | 0 | #DIVIDE BY ZERO | #DIVIDE BY ZERO
|  | 0 | A |  | #UNPARSEABLE | AE-C11 Desktop IPC Controller & OS -CPU: Intel ® Core ™ i9-10900X 3.7GHz -OS: Windows 10 Enterprise 64 bit -Microsoft Excel -24" Monitor -Mouse + keyboard -GPIB card -19" Standard 25U rack | A431.E210 |  | 安普新 | A217.C113 |  |  | 60 | 45 | [9 empty] | 45 | 60 | 100% |  | -45 | #DIVIDE BY ZERO | #UNPARSEABLE | #BLOCKED |  | -1.5 | #DIVIDE BY ZERO | 0 | 0 | 0 | #DIVIDE BY ZERO | #DIVIDE BY ZERO
3-量產 |  | 2 | R |  | #UNPARSEABLE | AE-T2 Antenna Tower | A431.E31 | [18 empty] | #DIVIDE BY ZERO |  | 0 | #DIVIDE BY ZERO | #UNPARSEABLE | #BLOCKED |  | 0 | #DIVIDE BY ZERO | 0 | 0 | 0 | #DIVIDE BY ZERO | #DIVIDE BY ZERO
|  | 0 | A |  | #UNPARSEABLE | AE-T62 Manually Antenna Tower -Height adjustable range: 1 - 1.8m -Total mast height: 2.0m -Max. loading: 8 Kg -Capacity: Single directional antenna -Antenna polarization switching: Manually | A431.E311 |  | 安普新 | A217.T621 |  | 4 |  | 72 | [9 empty] | 72 |  | #DIVIDE BY ZERO |  | -72 | #DIVIDE BY ZERO | #UNPARSEABLE | #BLOCKED |  | -2.4 | #DIVIDE BY ZERO | 0 | 0 | 0 | #DIVIDE BY ZERO | #DIVIDE BY ZERO
|  | 0 | A |  | #UNPARSEABLE | AE-T62 Manually Antenna Tower -Height adjustable range: 0.5 - 1m -Total mast height: 1.5m -Max. loading: 1 Kg -Capacity: 4 Omni antennas -Antenna polarization switching: Manually | A431.E310 |  | 安普新 | A217.T622 |  | 1 |  | 19.2 | [9 empty] | 19.2 |  | #DIVIDE BY ZERO |  | -19.2 | #DIVIDE BY ZERO | #UNPARSEABLE | #BLOCKED |  | -0.64 | #DIVIDE BY ZERO | 0 | 0 | 0 | #DIVIDE BY ZERO | #DIVIDE BY ZERO
3-量產 |  | 2 | A |  | A116.C01 | Access point | A431.E51 | [18 empty] | #DIVIDE BY ZERO |  | 0 | #DIVIDE BY ZERO | #UNPARSEABLE | #BLOCKED |  | 0 | #DIVIDE BY ZERO | 0 | 0 | 0 | #DIVIDE BY ZERO | #DIVIDE BY ZERO
|  | 0 | A |  | A116.C01 | Access Point -Model: ASUS RT-AC66U -IEEE 802.11a/b/g/n/ac -2.4GHz 3x3 MIMO -5GHz 3x3 MIMO | A431.E511 |  | 21119緯創 21134光寶 |  |  | 1 |  | 29.4 | [9 empty] | 29.4 |  | #DIVIDE BY ZERO |  | -29.4 | #DIVIDE BY ZERO | #UNPARSEABLE | #BLOCKED |  | -0.98 | #DIVIDE BY ZERO | 0 | 0 | 0 | #DIVIDE BY ZERO | #DIVIDE BY ZERO
|  | 0 | A |  | A116.C01 | Access Point -Model: ASUS GT-AXE11000 -IEEE 802.11a/b/g/n/ac/ax -2.4GHz 4x4 MIMO -5GHz 4x4 MIMO -6GHz 4x4 MIMO | A431.E510 |  | 21134光寶 |  |  | 1 |  | 91.1 | [9 empty] | 91.1 |  | #DIVIDE BY ZERO |  | -91.1 | #DIVIDE BY ZERO | #UNPARSEABLE | #BLOCKED |  | -3.0367 | #DIVIDE BY ZERO | 0 | 0 | 0 | #DIVIDE BY ZERO | #DIVIDE BY ZERO
3-量產 |  | 1 |  |  | #UNPARSEABLE | TPUT Software | A431.S | 2 | [17 empty] | #DIVIDE BY ZERO |  | 0 | #DIVIDE BY ZERO | #UNPARSEABLE | #BLOCKED |  | 0 | #DIVIDE BY ZERO | 0 | 0 | 0 | #DIVIDE BY ZERO | #DIVIDE BY ZERO
3-量產 |  | 4 | R |  | A116.C | MW Maxwell Software | A431.S3 | [18 empty] | #DIVIDE BY ZERO |  | 0 | #DIVIDE BY ZERO | #UNPARSEABLE | #BLOCKED |  | 0 | #DIVIDE BY ZERO | 0 | 0 | 0 | #DIVIDE BY ZERO | #DIVIDE BY ZERO
|  | 0 | A |  | A116.C01 | MWT Maxwell Throughput Software -Measurement base on IxChariot -IxChariot application program and license are excluded | A431.S310 |  |  | A331.E111 |  |  | 300 | 50 | 240 | [8 empty] | 50 | 300 | 100% |  | -50 | #DIVIDE BY ZERO | #UNPARSEABLE | #BLOCKED |  | -1.6667 | #DIVIDE BY ZERO | 0 | 0 | 0 | #DIVIDE BY ZERO | #DIVIDE BY ZERO
|  | 0 | A |  | A116.C01 | MWT Maxwell Throughput Software -Measurement base on iPerf -iPerf appliction and license are excluded | A431.S311 |  |  | A331.E211 |  |  | 300 | 50 | 240 | [8 empty] | 50 | 300 | 100% |  | -50 | #DIVIDE BY ZERO | #UNPARSEABLE | #BLOCKED |  | -1.6667 | #DIVIDE BY ZERO | 0 | 0 | 0 | #DIVIDE BY ZERO | #DIVIDE BY ZERO
|  | 0 |  |  | A116.C01 | MWT Maxwell Throughput Software -Wi-Fi Throughput software upgraded -Base on IxChariot -IxChariot application program and license are excluded | A431.S312 |  |  | A331.W211 |  |  | 150 | [11 empty] | 150 | 100% |  | 0 | #DIVIDE BY ZERO | #UNPARSEABLE | #BLOCKED |  | 0 | #DIVIDE BY ZERO | 0 | 0 | 0 | #DIVIDE BY ZERO | #DIVIDE BY ZERO
|  | 0 |  |  | A116.C01 | MWT Maxwell Throughput Software -Wi-Fi Throughput software upgraded -Base on iPerf -iPerf appliction and license are excluded | A431.S313 |  |  | A331.W213 |  |  | 150 | [11 empty] | 150 | 100% |  | 0 | #DIVIDE BY ZERO | #UNPARSEABLE | #BLOCKED |  | 0 | #DIVIDE BY ZERO | 0 | 0 | 0 | #DIVIDE BY ZERO | #DIVIDE BY ZERO
3-量產 |  | 5 | F |  | #UNPARSEABLE | TPUT Acceptance | A431.V | 3 | [17 empty] | #DIVIDE BY ZERO |  | 0 | #DIVIDE BY ZERO | #UNPARSEABLE | #BLOCKED |  | 0 | #DIVIDE BY ZERO | 0 | 0 | 0 | #DIVIDE BY ZERO | #DIVIDE BY ZERO
3-量產 |  | 1 | R |  | A116.V | Hardware item check | A431.V11 |  | by Measurement Antenna | [16 empty] | #DIVIDE BY ZERO |  | 0 | #DIVIDE BY ZERO | #UNPARSEABLE | #BLOCKED |  | 0 | #DIVIDE BY ZERO | 0 | 0 | 0 | #DIVIDE BY ZERO | #DIVIDE BY ZERO
1-評估 |  | 0 |  |  | #UNPARSEABLE | Hardware Item Check -Anechoic Chamber -RF Measurement -Positioner and control | A431.V110 | [15 empty] | M3 |  |  | #DIVIDE BY ZERO |  | 0 | #DIVIDE BY ZERO | #UNPARSEABLE | #BLOCKED |  | 0 | #DIVIDE BY ZERO | 0 | 0 | 0 | #DIVIDE BY ZERO | #DIVIDE BY ZERO
3-量產 |  | 1 | R |  | A116.V | Shielding effective | A431.V21 |  | by Measurement Antenna | [16 empty] | #DIVIDE BY ZERO |  | 0 | #DIVIDE BY ZERO | #UNPARSEABLE | #BLOCKED |  | 0 | #DIVIDE BY ZERO | 0 | 0 | 0 | #DIVIDE BY ZERO | #DIVIDE BY ZERO
1-評估 |  | 0 |  |  | #UNPARSEABLE | Shielding Effective Testing -Frequency: 0.45 - 18 GHz -Isolation requirement: Not guaranteed -Test Frequency: 0.45 / 2.4 / 5.5 / 8.0 / 12.0 / 18.0 GHz -Operate the testing by Atenlab -Refer EN50147-1 standard | A431.V210 |  | 21134光寶 | [16 empty] | #DIVIDE BY ZERO |  | 0 | #DIVIDE BY ZERO | #UNPARSEABLE | #BLOCKED |  | 0 | #DIVIDE BY ZERO | 0 | 0 | 0 | #DIVIDE BY ZERO | #DIVIDE BY ZERO
3-量產 |  | 1 | R |  | A116.V | Path Loss Calibration | A431.V31 |  | by Measurement Antenna | [16 empty] | #DIVIDE BY ZERO |  | 0 | #DIVIDE BY ZERO | #UNPARSEABLE | #BLOCKED |  | 0 | #DIVIDE BY ZERO | 0 | 0 | 0 | #DIVIDE BY ZERO | #DIVIDE BY ZERO
1-評估 |  | 0 |  |  | #UNPARSEABLE | Path Loss Calibration Wi-Fi Throughput -Wi-Fi Throughput path: 2.4 - 2.5 GHz / 5.0 - 7.125 GHz -Calibration antenna: Horn antenna -According CTIA standard for range loss calibration | A431.V310 |  | 21134光寶 | [16 empty] | #DIVIDE BY ZERO |  | 0 | #DIVIDE BY ZERO | #UNPARSEABLE | #BLOCKED |  | 0 | #DIVIDE BY ZERO | 0 | 0 | 0 | #DIVIDE BY ZERO | #DIVIDE BY ZERO
3-量產 |  | 2 | R |  | A116.V | Ripple testing | A431.V41 |  | by Measurement Antenna | [16 empty] | #DIVIDE BY ZERO |  | 0 | #DIVIDE BY ZERO | #UNPARSEABLE | #BLOCKED |  | 0 | #DIVIDE BY ZERO | 0 | 0 | 0 | #DIVIDE BY ZERO | #DIVIDE BY ZERO
1-評估 |  | 0 | A |  | A116.V31 | Quiet Zone Ripple Testing (TP) (A6 6/3/3)/ (A6 7/4/3)/ (A6 6/4/3)/ (A8)/ (M-Class 2.0) -Calibration Antenna: Sleeve dipole -Frequency: 2.45 / 5.5 GHz -Method: Phi 6 points, pair with one of the measurement antennas -Quiet zone scale: 30 cm in diameter -Requirement : SD < 1.2 -According CTIA standard for Ripple testing | A431.V411 | [18 empty] | #DIVIDE BY ZERO |  | 0 | #DIVIDE BY ZERO | #UNPARSEABLE | #BLOCKED |  | 0 | #DIVIDE BY ZERO | 0 | 0 | 0 | #DIVIDE BY ZERO | #DIVIDE BY ZERO
1-評估 |  | 0 | A |  | A116.V31 | Quiet Zone Ripple Testing (TP) (A3)/ (A6 5/3/2.5)/ (M-Class 1.0/ 1.5) -Calibration Antenna: Sleeve dipole -Frequency: 2.45/ 5.5 GHz -Method: Phi 6 points, pair with one of the measurement antennas -Quiet zone scale: 30 cm in diameter -Requirement : SD < 1.5 -According CTIA standard for Ripple testing | A431.V410 | [15 empty] | P21107 建漢 |  |  | #DIVIDE BY ZERO |  | 0 | #DIVIDE BY ZERO | #UNPARSEABLE | #BLOCKED |  | 0 | #DIVIDE BY ZERO | 0 | 0 | 0 | #DIVIDE BY ZERO | #DIVIDE BY ZERO
3-量產 |  | 2 | R |  | A116.V | Reliability testing | A431.V51 | [18 empty] | #DIVIDE BY ZERO |  | 0 | #DIVIDE BY ZERO | #UNPARSEABLE | #BLOCKED |  | 0 | #DIVIDE BY ZERO | 0 | 0 | 0 | #DIVIDE BY ZERO | #DIVIDE BY ZERO
1-評估 |  | 0 |  |  | #UNPARSEABLE | Reliability Testing Wi-Fi Throughput -Use atenlab golden sample perform the throughput test in 10 times -Test mode is the continue mode -During the test, the system range loss should be -70 dB and -80dB -Performing 802.11n @ 2.4GHz, one channel, one bandwidth -Performing 802.11ac @ 5GHz, one channel, one bandwidth -Performing 802.11ax @ 6GHz, one channel, one bandwidth -The total throughput result in standard deviation should be less than 10% from the average | A431.V510 | [18 empty] | #DIVIDE BY ZERO |  | 0 | #DIVIDE BY ZERO | #UNPARSEABLE | #BLOCKED |  | 0 | #DIVIDE BY ZERO | 0 | 0 | 0 | #DIVIDE BY ZERO | #DIVIDE BY ZERO
1-評估 |  | 0 |  |  | #UNPARSEABLE | Software function check -Perform the test, test result export successfully | A431.V511 | [18 empty] | #DIVIDE BY ZERO |  | 0 | #DIVIDE BY ZERO | #UNPARSEABLE | #BLOCKED |  | 0 | #DIVIDE BY ZERO | 0 | 0 | 0 | #DIVIDE BY ZERO | #DIVIDE BY ZERO
3-量產 |  | 1 | F |  | #UNPARSEABLE | TPUT System Warranty | A431.W | 3 | [17 empty] | #DIVIDE BY ZERO |  | 0 | #DIVIDE BY ZERO | #UNPARSEABLE | #BLOCKED |  | 0 | #DIVIDE BY ZERO | 0 | 0 | 0 | #DIVIDE BY ZERO | #DIVIDE BY ZERO
3-量產 |  | 0 | N |  | A163.W.PON | TPUT System Warranty | A431.W11 |  | 免費 | [16 empty] | #DIVIDE BY ZERO |  | 0 | #DIVIDE BY ZERO | #UNPARSEABLE | #BLOCKED |  | 0 | #DIVIDE BY ZERO | 0 | 0 | 0 | #DIVIDE BY ZERO | #DIVIDE BY ZERO
[6 empty] | OTAP 2 year warranty for upgraded item -Hardware coverage in case of natural damage -Warranty excluded: RF passive components, Test fixtures, Computer, Monitor, and the components not provided from Atenlab | A431.W110
[6 empty] | OTAP 1 year warranty for upgraded item -Hardware coverage in case of natural damage -Warranty excluded: RF passive components, Test fixtures, Computer, Monitor, and the components not provided from Atenlab | A431.W111 |  | 21134光寶
[6 empty] | OTAP 1 month warranty for repaired item -Hardware coverage in case of natural damage | A431.W112 |  | 21134光寶
0-未開 |  |  |  |  | A41 | TPUT Cellular Throughput Solution(FR1) | A432 | 1
3-量產 |  | 4 | F |  | #UNPARSEABLE | TPUT Anechoic Chamber Accessory | A432.A | 2 | [17 empty] | #DIVIDE BY ZERO |  | 0 | #DIVIDE BY ZERO | #UNPARSEABLE | #BLOCKED |  | 0 | #DIVIDE BY ZERO | 0 | 0 | 0 | #DIVIDE BY ZERO | #DIVIDE BY ZERO
0-未開 |  | 0 | R |  | A118.A | SE-R2 OTA Shielding Room (Middle) | A432.A11 | 2.5 | [17 empty] | #DIVIDE BY ZERO |  | 0 | #DIVIDE BY ZERO | #UNPARSEABLE | #BLOCKED |  | 0 | #DIVIDE BY ZERO | 0 | 0 | 0 | #DIVIDE BY ZERO | #DIVIDE BY ZERO
[6 empty] | SE-R25 Cubic Shielding Room (M-Class-2.0m-555) -Outside Dimension: L5.2 x W5.2 x H5.2m +/-5cm (include beam-column) -Inside Dimension: L4.9 x W4.9 x H4.9m +/-5cm -Shielding effective: 30M - 18GHz > 100dB -Modular steel pan type by 2mm galvanized steel sheet -Steel pillar for self support structure -Painted on visual panel | A432.A111 | 3 |  |  |  | 1 |  | 1051.4
3-量產 |  | 0 | R |  | A118.PONN | SE-D2 Shielding Swing Door | A432.A13 | 2.5 | [17 empty] | #DIVIDE BY ZERO |  | 0 | #DIVIDE BY ZERO | #UNPARSEABLE | #BLOCKED |  | 0 | #DIVIDE BY ZERO | 0 | 0 | 0 | #DIVIDE BY ZERO | #DIVIDE BY ZERO
[6 empty] | SE-D91 - Shielding door maintenance -Clean the knife slot the finger stock for good contact -Check the mechanism status | A432.A13A | 3 |  |  |  | 1
[6 empty] | SE-D91 - Finger stock maintenance -Replace all the finger stock on the shielding door/ frame -Clean the knife slot for good contact | A432.A13C | 3 |  |  |  | 1
[6 empty] | SE-D92 - Repair the electronic controller -A repair to the door latch controller | A432.A13E | 3 |  |  |  | 1
3-量產 |  |  | R |  | A118.A | SE-A1 Access panel | A432.A17 | 2.5
[6 empty] | SE-A23 Access panel (OTA Standard +Tput 8x8) -Dimension: H30 x W30 cm -SMA Jack to Jack x 20 -2" Waveguide tube for extension cable through, 1 set | A432.A171 | 3 |  |  |  | 1 |  | 20
[6 empty] | SE-A29 Access panel refit -Add SMA Jack to Jack x 10 | A432.A172 | 3 |  |  |  | 1
0-未開 |  | 0 | R |  | A118.A | SE-H Shielding Honeycomb Air Vent | A432.A19 | 2.5 | [17 empty] | #DIVIDE BY ZERO |  | 0 | #DIVIDE BY ZERO | #UNPARSEABLE | #BLOCKED |  | 0 | #DIVIDE BY ZERO | 0 | 0 | 0 | #DIVIDE BY ZERO | #DIVIDE BY ZERO
[6 empty] | SE-H23 Shielding Honeycomb Air Vent -Dimension: 0.3 x 0.3m (L/W) -Shielding effective: 30M - 18GHz > 100dB | A432.A191 | 3 |  |  |  | 4
3-量產 |  |  | R |  | A116.A | AB-X1 EPP Absorber Set | A432.A3 | 2.5
[5 empty] | A212.X | AB-X12 EPP Pyramid Absorber | A432.A31 | 2.5 | [29 empty] | #DIVIDE BY ZERO | #DIVIDE BY ZERO
[5 empty] | A212.X | AB-X12-03 EPP 5.5cm Height Pyramid Absorber -Material: Expandable Polypropylene -Frequency: 0.1 - 110GHz -Dimension: L30.0 x W30.0 x H5.5cm -RoHS & REACH Compliant | A432.A311 | 3 | [5 empty] | 0.203 | [23 empty] | #DIVIDE BY ZERO | #DIVIDE BY ZERO
[5 empty] | A212.X | AB-X12-30 EPP 30cm Height Pyramid Absorber -Material: Expandable Polypropylene -Frequency: 0.1 - 110GHz -Dimension: L60.0 x W60.0 x H30.0cm -RoHS & REACH Compliant | A432.A313 | 3 | [5 empty] | 1.525 | [23 empty] | #DIVIDE BY ZERO | #DIVIDE BY ZERO
[5 empty] | A212.X | AB-X12-60 EPP 60cm Height Pyramid Absorber -Material: Expandable Polypropylene -Frequency: 0.1 - 110GHz -Dimension: L60.0 x W60.0 x H60.0cm -RoHS & REACH Compliant | A432.A315 | 3 | [5 empty] | 3.3188 | [23 empty] | #DIVIDE BY ZERO | #DIVIDE BY ZERO
[5 empty] | A212.X | AB-X14 EPP Flatten Absorber | A432.A33 | 2.5 | [29 empty] | #DIVIDE BY ZERO | #DIVIDE BY ZERO
[5 empty] | A212.X | AB-X14-03 RF EPP Flatten Absorber -Material: Expandable Polypropylene -Frequency: 0.1 - 110GHz -Dimension: L30.0 x W30.0 x H3.0cm -RoHS & REACH Compliant | A432.A331 | 3 | [5 empty] | 0.19 | [23 empty] | #DIVIDE BY ZERO | #DIVIDE BY ZERO
|  |  | R |  | A116.A | AB-X19 EPP Absorber sets | A432.A39 | 2.5
[5 empty] | A212.X | AB-X1 EPP Absorber Set (M-Class-1.0m) -Material: Expandable Polypropylene -Frequency: 0.4 - 18GHz -AB-X12: 30cm height pyramid absorber -AB-X14: 3cm height flatten absorber -RoHS & REACH Compliant | A432.A391 | 3 | [5 empty] | 217.74 | [23 empty] | #DIVIDE BY ZERO | #DIVIDE BY ZERO
[5 empty] | A212.X | AB-X1 EPP Absorber Set (M-Class-1.5m) -Material: Expandable Polypropylene -Frequency: 0.4 - 18GHz -AB-X12: 30cm height pyramid absorber -AB-X14: 3cm height flatten absorber -RoHS & REACH Compliant | A432.A392 | 3 | [5 empty] | 362 | [23 empty] | #DIVIDE BY ZERO | #DIVIDE BY ZERO
[5 empty] | A212.X | AB-X1 EPP Absorber Set (M-Class-2.0m) -Material: Expandable Polypropylene -Frequency: 0.4 - 18GHz -AB-X12: 30cm height pyramid absorber -AB-X14: 3cm height flatten absorber -RoHS & REACH Compliant | A432.A393 | 3 | [5 empty] | 591.76 | [23 empty] | #DIVIDE BY ZERO | #DIVIDE BY ZERO
[5 empty] | A212.X | AB-X1 EPP Absorber Set ((M-Class-0.8m) -Material: Expandable Polypropylene -Frequency: 0.4 - 18GHz -AB-X12: 30cm height pyramid absorber -AB-X14: 3cm height flatten absorber -RoHS & REACH Compliant | A432.A394 | 3 | [5 empty] | 0 | [23 empty] | #DIVIDE BY ZERO | #DIVIDE BY ZERO
3-量產 |  | 0 | M/R |  | A118.A | SE-F Power & Signal filter Set | A432.A4 | 2.5 | [17 empty] | #DIVIDE BY ZERO |  | 0 | #DIVIDE BY ZERO | #UNPARSEABLE | #BLOCKED |  | 0 | #DIVIDE BY ZERO | 0 | 0 | 0 | #DIVIDE BY ZERO | #DIVIDE BY ZERO
[5 empty] | A211.F | SE-F9 Filter set | A432.A49 | 2.5 | [29 empty] | #DIVIDE BY ZERO | #DIVIDE BY ZERO
[6 empty] | SE-F Power & Signal filter Set -SE-F12 1P2W 100 -280 VAC/16 A (for EUT) -SE-F12 1P2W 100 -280 VAC/16 A (for Equipment) -SE-F22-02 RJ45 1Gbps x 2 (1 for Equipment) -SE-F23-02 USB3.0 x 1 -SE-F25-01 RS-232/485 x 2 (for Equipment) | A432.A491 | 3 |  |  |  | 1
3-量產 |  |  | R |  | A173.A.PON | SE-X Laser Alignment System | A432.A21 | 2.5
[6 empty] | SE-X31 Laser Alignment System -Independent 3 red laser line -Mounting type: Wall bracket -Horizontal alignment: 1 line -Vertical alignment: 2 line | A432.A211 | 3 |  |  |  | 1 | 30 | 4.044 | 20
[6 empty] | SE-X19 Laser Alignment unit -Independent Red laser line -Mounting type: Wall bracket -Power input: 110/220 VAC | A432.A213 | 3 |  |  |  | 1 |  | 5.368
3-量產 |  |  | R |  | A116.A | SE-L Lighting | A432.A25 | 2.5
[6 empty] | SE-L31 LED Lighting -Power consumption: 50W | A432.A251 | 3 |  |  |  | 1 | 10 | 2
[6 empty] | SE-L39 Lighting repair -Power consumption: 50W | A432.A259 | 3 |  |  |  | 1 | 10 | 2 | [23 empty] | #DIVIDE BY ZERO | #DIVIDE BY ZERO
3-量產 |  |  | R |  | A211.R | SE-V1 CCTV System | A432.A23 | 2.5
[6 empty] | SE-V12 CCTV System -2560 x 1440 @ 30 fps -2.8 - 12 mm motor zoom lens | A432.A231 | 3 |  |  |  | 1 | 30 | 6.52 | 27
3-量產 |  | 2 | F |  | #UNPARSEABLE | TPUT RF System | A432.C | 2 | [17 empty] | #DIVIDE BY ZERO |  | 0 | #DIVIDE BY ZERO | #UNPARSEABLE | #BLOCKED |  | 0 | #DIVIDE BY ZERO | 0 | 0 | 0 | #DIVIDE BY ZERO | #DIVIDE BY ZERO
3-量產 |  | 2 | R |  | A116.C | Measurement Antenna | A432.C1 | 2.5 | [17 empty] | #DIVIDE BY ZERO |  | 0 | #DIVIDE BY ZERO | #UNPARSEABLE | #BLOCKED |  | 0 | #DIVIDE BY ZERO | 0 | 0 | 0 | #DIVIDE BY ZERO | #DIVIDE BY ZERO
3-量產 |  | 3 |  |  | A173.C.PON | Single Unit Antenna | A432.C11 | 2.5 | [17 empty] | #DIVIDE BY ZERO |  | 0 | #DIVIDE BY ZERO | #UNPARSEABLE | #BLOCKED |  | 0 | #DIVIDE BY ZERO | 0 | 0 | 0 | #DIVIDE BY ZERO | #DIVIDE BY ZERO
|  | 0 |  |  |  | AT-H22 Dual Polarization Horn Antenna -Antenna frequency: 0.65 - 8.5GHz -Antenna gain: 10dBi (Typical) -Polarization: Dual linear polarization -Polarization isolation: > 20dB -Power handling: Max. 50 Watt CW -Antenna aperture size: 310mm | A432.C113 | 3 |  |  |  | 1 |  | 84 | [8 empty] | ainfo天線 | 84 |  | #DIVIDE BY ZERO |  | -84 | #DIVIDE BY ZERO | #UNPARSEABLE | #BLOCKED |  | -2.8 | #DIVIDE BY ZERO | 0 | 0 | 0 | #DIVIDE BY ZERO | #DIVIDE BY ZERO
|  | 0 |  |  |  | AT-H22 Dual Polarization Horn Antenna -Antenna frequency: 0.43 - 6.0GHz -Antenna gain: 8dBi (Typical) -Polarization: Dual linear polarization -Polarization isolation: > 20dB -Power handling: Max. 50 Watt CW -Antenna aperture size: 510mm | A432.C111 | 3 |  |  |  | 1 |  | 84 | [8 empty] | ainfo天線 | 84 |  | #DIVIDE BY ZERO |  | -84 | #DIVIDE BY ZERO | #UNPARSEABLE | #BLOCKED |  | -2.8 | #DIVIDE BY ZERO | 0 | 0 | 0 | #DIVIDE BY ZERO | #DIVIDE BY ZERO
|  | 0 |  |  |  | AT-V21 Dual polarization Vivaldi Antenna -Antenna frequency: 0.68 - 8.0 GHz -Antenna gain: 6 dBi (Typical) -Polarization: Dual linear polarization -Polarization isolation: > 20dB -Power handling: Max. 4 Watt CW -Antenna aperture size: 210mm | A432.C115 | 3 |  |  |  | 1 |  | 4 | [8 empty] | 非騰天線 | 4 |  | #DIVIDE BY ZERO |  | -4 | #DIVIDE BY ZERO | #UNPARSEABLE | #BLOCKED |  | -0.13333 | #DIVIDE BY ZERO | 0 | 0 | 0 | #DIVIDE BY ZERO | #DIVIDE BY ZERO
3-量產 |  | 6 |  |  | A173.C.PON | AT-A2 Horizontal Arch Array Antenna | A432.C12 | 2.5 | [17 empty] | #DIVIDE BY ZERO |  | 0 | #DIVIDE BY ZERO | #UNPARSEABLE | #BLOCKED |  | 0 | #DIVIDE BY ZERO | 0 | 0 | 0 | #DIVIDE BY ZERO | #DIVIDE BY ZERO
|  | 0 | A |  | A173.C01 | AT-A21-01 Horizontal Array Antenna System(4HAA-1.5) -Antenna pitch: 45 degree -measurement distance: 1.5m -4 Dual-polarized antennas -Frequency: 0.65 - 8.0GHz -Antenna gain: 6dBi (Typical) -Polarization: Dual linear polarization -Polarization isolation: > 25dB | A432.C121 | 3 |  |  |  | 1 |  | 165 | [9 empty] | 165 |  | #DIVIDE BY ZERO |  | -165 | #DIVIDE BY ZERO | #UNPARSEABLE | #BLOCKED |  | -5.5 | #DIVIDE BY ZERO | 0 | 0 | 0 | #DIVIDE BY ZERO | #DIVIDE BY ZERO
|  | 0 | A |  | A173.C01 | AT-A21-02 Horizontal Array Antenna System(8HAA-1.5) -Antenna pitch: 45 degree -measurement distance: 1.5m -8 Dual-polarized antennas -Frequency: 0.65 - 8.0GHz -Antenna gain: 6dBi (Typical) -Polarization: Dual linear polarization -Polarization isolation: > 25dB | A432.C125 | 3 |  |  |  | 1 |  | 250 | [9 empty] | 250 |  | #DIVIDE BY ZERO |  | -250 | #DIVIDE BY ZERO | #UNPARSEABLE | #BLOCKED |  | -8.3333 | #DIVIDE BY ZERO | 0 | 0 | 0 | #DIVIDE BY ZERO | #DIVIDE BY ZERO
|  | 0 | A |  | A173.C01 | AT-A21-01 Horizontal Array Antenna System(4HAA-1.0) -Antenna pitch: 45 degree -measurement distance: 1.0m -4 Dual-polarized antennas -Frequency: 0.65 - 8.0GHz -Antenna gain: 6dBi (Typical) -Polarization: Dual linear polarization -Polarization isolation: > 25dB | A432.C122 | 3 |  |  |  | 1 |  | 100 | [9 empty] | 100 |  | #DIVIDE BY ZERO |  | -100 | #DIVIDE BY ZERO | #UNPARSEABLE | #BLOCKED |  | -3.3333 | #DIVIDE BY ZERO | 0 | 0 | 0 | #DIVIDE BY ZERO | #DIVIDE BY ZERO
|  | 0 | A |  | A173.C01 | AT-A21-01 Horizontal Array Antenna System(4HAA-2.0) -Antenna pitch: 45 degree -measurement distance: 2.0m -4 Dual-polarized antennas -Frequency: 0.65 - 8.0GHz -Antenna gain: 6dBi (Typical) -Polarization: Dual linear polarization -Polarization isolation: > 25dB | A432.C123 | 3 |  |  |  | 1 |  | 236 | [9 empty] | 236 |  | #DIVIDE BY ZERO |  | -236 | #DIVIDE BY ZERO | #UNPARSEABLE | #BLOCKED |  | -7.8667 | #DIVIDE BY ZERO | 0 | 0 | 0 | #DIVIDE BY ZERO | #DIVIDE BY ZERO
|  | 0 | A |  | A173.C01 | AT-A21-02 Horizontal Array Antenna System(8HAA-2.0) -Antenna pitch: 45 degree -measurement distance: 2.0m -8 Dual-polarized antennas -Frequency: 0.65 - 8.0GHz -Antenna gain: 6dBi (Typical) -Polarization: Dual linear polarization -Polarization isolation: > 25dB | A432.C126 | 3 |  |  |  | 1 |  | 331 | [9 empty] | 331 |  | #DIVIDE BY ZERO |  | -331 | #DIVIDE BY ZERO | #UNPARSEABLE | #BLOCKED |  | -11.0333 | #DIVIDE BY ZERO | 0 | 0 | 0 | #DIVIDE BY ZERO | #DIVIDE BY ZERO
|  | 0 | A |  | A173.C01 | AT-A21-01 Horizontal Array Antenna System(4HAA-0.8) -Antenna pitch: 45 degree -measurement distance: 2.0m -4 Dual-polarized antennas -Frequency: 0.65 - 8.0GHz -Antenna gain: 6dBi (Typical) -Polarization: Dual linear polarization -Polarization isolation: > 25dB | A432.C127 | 3 |  |  |  | 1 |  | 100 | [9 empty] | 100 |  | #DIVIDE BY ZERO |  | -100 | #DIVIDE BY ZERO | #UNPARSEABLE | #BLOCKED |  | -3.3333 | #DIVIDE BY ZERO | 0 | 0 | 0 | #DIVIDE BY ZERO | #DIVIDE BY ZERO
3-量產 |  | 2 | R |  | A116.C | FM-S33 Cellular Throughput Measurement System | A432.C21 | 2.5 | [17 empty] | #DIVIDE BY ZERO |  | 0 | #DIVIDE BY ZERO | #UNPARSEABLE | #BLOCKED |  | 0 | #DIVIDE BY ZERO | 0 | 0 | 0 | #DIVIDE BY ZERO | #DIVIDE BY ZERO
|  | 0 | A1 |  | A116.E02 | LTE MIMO Throughput optional -Support 4 Dual-polarized environment simulation antennas -Support single cluster -Power amplifier for dynamic range extend -RF Cables: up to 18GHz | A432.C211 | 3 |  |  |  | 1 |  | 646.9 | [8 empty] | #UNPARSEABLE | 646.9 |  | #DIVIDE BY ZERO |  | -646.9 | #DIVIDE BY ZERO | #UNPARSEABLE | #BLOCKED |  | -21.5633 | #DIVIDE BY ZERO | 0 | 0 | 0 | #DIVIDE BY ZERO | #DIVIDE BY ZERO
|  | 0 | A1 |  | A116.E02 | LTE MIMO Throughput optional -Support 8 Dual-polarized environment simulation antennas -Support single cluster and multiple cluster -Power amplifier for dynamic range extend -RF Cables: up to 18GHz | A432.C212 | 3 |  |  |  | 1 |  | 1280.5 | [8 empty] | #UNPARSEABLE | 1280.5 |  | #DIVIDE BY ZERO |  | -1280.5 | #DIVIDE BY ZERO | #UNPARSEABLE | #BLOCKED |  | -42.6833 | #DIVIDE BY ZERO | 0 | 0 | 0 | #DIVIDE BY ZERO | #DIVIDE BY ZERO
3-量產 |  | 4 | F |  | #UNPARSEABLE | TPUT Positioner & Control System | A432.E | 2 | [17 empty] | #DIVIDE BY ZERO |  | 0 | #DIVIDE BY ZERO | #UNPARSEABLE | #BLOCKED |  | 0 | #DIVIDE BY ZERO | 0 | 0 | 0 | #DIVIDE BY ZERO | #DIVIDE BY ZERO
3-量產 |  | 1 | R |  | #UNPARSEABLE | AE-T11 2D Turntable | A432.E11 | 2.5 | [17 empty] | #DIVIDE BY ZERO |  | 0 | #DIVIDE BY ZERO | #UNPARSEABLE | #BLOCKED |  | 0 | #DIVIDE BY ZERO | 0 | 0 | 0 | #DIVIDE BY ZERO | #DIVIDE BY ZERO
|  | 0 |  |  |  | AE-T12 2D Performance Turntable (M-Class Standard) -Diameter : 0.2m -Max. loading: 30 Kg -Max. speed: 3 RPM -Resolution: 0.1° -Accuracy: ±0.5° -Travel: 0° - 360° -Power consumption: 200W | A432.E111 | 3 |  |  |  | 1 |  | 61.3 | [9 empty] | 61.3 |  | #DIVIDE BY ZERO |  | -61.3 | #DIVIDE BY ZERO | #UNPARSEABLE | #BLOCKED |  | -2.0433 | #DIVIDE BY ZERO | 0 | 0 | 0 | #DIVIDE BY ZERO | #DIVIDE BY ZERO
3-量產 |  | 1 | R |  | #UNPARSEABLE | AE-T39 Fixtures | A432.E13 | 2.5 | [17 empty] | #DIVIDE BY ZERO |  | 0 | #DIVIDE BY ZERO | #UNPARSEABLE | #BLOCKED |  | 0 | #DIVIDE BY ZERO | 0 | 0 | 0 | #DIVIDE BY ZERO | #DIVIDE BY ZERO
|  | 0 |  |  |  | AE-T19 Fixture (TP) -Platform size: 50 cm in diameter -Platform height: -15 cm from center -Material: Styrofoam -Handheld device stand | A432.E131 | 3 |  |  |  | 1 |  | 16 | [9 empty] | 16 |  | #DIVIDE BY ZERO |  | -16 | #DIVIDE BY ZERO | #UNPARSEABLE | #BLOCKED |  | -0.53333 | #DIVIDE BY ZERO | 0 | 0 | 0 | #DIVIDE BY ZERO | #DIVIDE BY ZERO
3-量產 |  | 1 | R |  | #UNPARSEABLE | AE-C1 Desktop IPC Controller | A432.E21 | 2.5 | [17 empty] | #DIVIDE BY ZERO |  | 0 | #DIVIDE BY ZERO | #UNPARSEABLE | #BLOCKED |  | 0 | #DIVIDE BY ZERO | 0 | 0 | 0 | #DIVIDE BY ZERO | #DIVIDE BY ZERO
|  | 0 | A |  | #UNPARSEABLE | AE-C11 Desktop IPC Controller & OS -CPU: Intel ® Core ™ i9-10900X 3.7GHz -OS: Windows 10 Enterprise 64 bit -Microsoft Excel -24" Monitor -Mouse + keyboard -GPIB card -19" Standard 25U rack | A432.E211 | 3 | 安普新 |  |  | 1 |  | 220.2 | [9 empty] | 220.2 |  | #DIVIDE BY ZERO |  | -220.2 | #DIVIDE BY ZERO | #UNPARSEABLE | #BLOCKED |  | -7.34 | #DIVIDE BY ZERO | 0 | 0 | 0 | #DIVIDE BY ZERO | #DIVIDE BY ZERO
3-量產 |  | Y |  |  | #UNPARSEABLE | AE-T6 Manually Antenna Tower | A432.E31 | 2.5
|  | 0 | A1 |  | A116.E02 | AE-T62 Manually Antenna Tower -Height adjustable range: 1 - 1.8m -Total mast height: 2.0m -Max. loading: 8 Kg -Capacity: Single directional antenna -Antenna polarization switching: Manually | A432.E311 | 3 |  |  |  | 1 |  | 18 | [8 empty] | #UNPARSEABLE | 18 |  | #DIVIDE BY ZERO |  | -18 | #DIVIDE BY ZERO | #UNPARSEABLE | #BLOCKED |  | -0.6 | #DIVIDE BY ZERO | 0 | 0 | 0 | #DIVIDE BY ZERO | #DIVIDE BY ZERO
3-量產 |  | 1 |  |  | #UNPARSEABLE | TPUT Software | A432.S | 2 | [17 empty] | #DIVIDE BY ZERO |  | 0 | #DIVIDE BY ZERO | #UNPARSEABLE | #BLOCKED |  | 0 | #DIVIDE BY ZERO | 0 | 0 | 0 | #DIVIDE BY ZERO | #DIVIDE BY ZERO
3-量產 |  | 1 | R |  | A116.C | MW Maxwell Software | A432.S3 | 2.5 | [17 empty] | #DIVIDE BY ZERO |  | 0 | #DIVIDE BY ZERO | #UNPARSEABLE | #BLOCKED |  | 0 | #DIVIDE BY ZERO | 0 | 0 | 0 | #DIVIDE BY ZERO | #DIVIDE BY ZERO
|  | 0 | A |  | A116.C01 | MWM Maxwell MIMO OTA Software -LTE MIMO -Power VS Throughput -SNR VS Throughput | A432.S311 | 3 |  |  |  | 1 | 150 | [11 empty] | 150 | 100% |  | 0 | #DIVIDE BY ZERO | #UNPARSEABLE | #BLOCKED |  | 0 | #DIVIDE BY ZERO | 0 | 0 | 0 | #DIVIDE BY ZERO | #DIVIDE BY ZERO
3-量產 |  | 5 | F |  | #UNPARSEABLE | TPUT Acceptance | A432.V | 2 | [17 empty] | #DIVIDE BY ZERO |  | 0 | #DIVIDE BY ZERO | #UNPARSEABLE | #BLOCKED |  | 0 | #DIVIDE BY ZERO | 0 | 0 | 0 | #DIVIDE BY ZERO | #DIVIDE BY ZERO
3-量產 |  | 1 | R |  | A116.V | Hardware item check | A432.V11 | 2.5 | by Measurement Antenna | [16 empty] | #DIVIDE BY ZERO |  | 0 | #DIVIDE BY ZERO | #UNPARSEABLE | #BLOCKED |  | 0 | #DIVIDE BY ZERO | 0 | 0 | 0 | #DIVIDE BY ZERO | #DIVIDE BY ZERO
|  | 0 |  |  | #UNPARSEABLE | Hardware Item Check -Anechoic Chamber -RF Measurement -Positioner and control | A432.V111 | 3 |  |  |  | 1 |  | 2 | [8 empty] | M3 | 2 |  | #DIVIDE BY ZERO |  | -2 | #DIVIDE BY ZERO | #UNPARSEABLE | #BLOCKED |  | -0.066667 | #DIVIDE BY ZERO | 0 | 0 | 0 | #DIVIDE BY ZERO | #DIVIDE BY ZERO
3-量產 |  | 1 | R |  | A116.V | Shielding effective | A432.V21 | 2.5 | by Measurement Antenna | [16 empty] | #DIVIDE BY ZERO |  | 0 | #DIVIDE BY ZERO | #UNPARSEABLE | #BLOCKED |  | 0 | #DIVIDE BY ZERO | 0 | 0 | 0 | #DIVIDE BY ZERO | #DIVIDE BY ZERO
|  | 0 |  |  | #UNPARSEABLE | Shielding Effective Testing -Frequency: 0.45 - 18 GHz -Isolation requirement: Not guaranteed -Test Frequency: 0.45 / 2.4 / 5.5 / 8.0 / 12.0 / 18.0 GHz -Operate the testing by Atenlab -Refer EN50147-1 standard | A432.V211 | 3 | 21134光寶 |  |  | 1 |  | 4 | [9 empty] | 4 |  | #DIVIDE BY ZERO |  | -4 | #DIVIDE BY ZERO | #UNPARSEABLE | #BLOCKED |  | -0.13333 | #DIVIDE BY ZERO | 0 | 0 | 0 | #DIVIDE BY ZERO | #DIVIDE BY ZERO
3-量產 |  | 1 | R |  | A116.V | Path Loss Calibration | A432.V31 | 2.5 | by Measurement Antenna | [16 empty] | #DIVIDE BY ZERO |  | 0 | #DIVIDE BY ZERO | #UNPARSEABLE | #BLOCKED |  | 0 | #DIVIDE BY ZERO | 0 | 0 | 0 | #DIVIDE BY ZERO | #DIVIDE BY ZERO
|  | 0 |  |  | #UNPARSEABLE | Path Loss Calibration -LTE CA path: 0.68 - 6 GHz, according to the dipole antenna frequency -Calibration antenna: Sleeve dipole antenna -According CTIA standard for range loss calibration | A432.V311 | 3 | 21134光寶 |  |  | 1 |  | 32 | [9 empty] | 32 |  | #DIVIDE BY ZERO |  | -32 | #DIVIDE BY ZERO | #UNPARSEABLE | #BLOCKED |  | -1.0667 | #DIVIDE BY ZERO | 0 | 0 | 0 | #DIVIDE BY ZERO | #DIVIDE BY ZERO
3-量產 |  | 5 | R |  | A116.V | Ripple testing | A432.V41 | 2.5 | by Measurement Antenna | [16 empty] | #DIVIDE BY ZERO |  | 0 | #DIVIDE BY ZERO | #UNPARSEABLE | #BLOCKED |  | 0 | #DIVIDE BY ZERO | 0 | 0 | 0 | #DIVIDE BY ZERO | #DIVIDE BY ZERO
|  | 0 | A |  | A116.V31 | Quiet Zone Ripple Testing -Calibration Antenna: Sleeve dipole -Frequency: 0.836/ 1.88/ 2.45/ 5.5 GHz -Method: Phi 6 points -Quiet zone scale: 30 cm in diameter -Requirement : Not guaranteed -According CTIA standard for Ripple testing | A432.V411 | 3 |  |  |  | 1 |  | 8 | [8 empty] | P21107 建漢 | 8 |  | #DIVIDE BY ZERO |  | -8 | #DIVIDE BY ZERO | #UNPARSEABLE | #BLOCKED |  | -0.26667 | #DIVIDE BY ZERO | 0 | 0 | 0 | #DIVIDE BY ZERO | #DIVIDE BY ZERO
|  | 0 | A |  | A116.V31 | Quiet Zone Ripple Testing (M-Class-1.0) -Calibration Antenna: Sleeve dipole -Frequency: 0.836/ 1.88/ 2.45/ 5.5 GHz -Method: Phi 6 points -Quiet zone scale: 30 cm in diameter -Requirement : SD < 1.4 -According CTIA standard for Ripple testing | A432.V412 | 3 |  |  |  | 1 |  | 8 | [9 empty] | 8 |  | #DIVIDE BY ZERO |  | -8 | #DIVIDE BY ZERO | #UNPARSEABLE | #BLOCKED |  | -0.26667 | #DIVIDE BY ZERO | 0 | 0 | 0 | #DIVIDE BY ZERO | #DIVIDE BY ZERO
|  | 0 | A |  | A116.V31 | Quiet Zone Ripple Testing (M-Class-1.5) -Calibration Antenna: Sleeve dipole -Frequency: 0.836/ 1.88/ 2.45/ 5.5 GHz -Method: Phi 6 points -Quiet zone scale: 30 cm in diameter -Requirement : SD < 1.2 -According CTIA standard for Ripple testing | A432.V413 | 3 |  |  |  | 1 |  | 8 | [9 empty] | 8 |  | #DIVIDE BY ZERO |  | -8 | #DIVIDE BY ZERO | #UNPARSEABLE | #BLOCKED |  | -0.26667 | #DIVIDE BY ZERO | 0 | 0 | 0 | #DIVIDE BY ZERO | #DIVIDE BY ZERO
|  | 0 | A |  | A116.V31 | Quiet Zone Ripple Testing (M-Class-2.0)(A3) -Calibration Antenna: Sleeve dipole -Frequency: 0.836/ 1.88/ 2.45/ 5.5 GHz -Method: Phi 6 points -Quiet zone scale: 30 cm in diameter -Requirement : SD < 1.0 -According CTIA standard for Ripple testing | A432.V414 | 3 |  |  |  | 1 |  | 8 | [9 empty] | 8 |  | #DIVIDE BY ZERO |  | -8 | #DIVIDE BY ZERO | #UNPARSEABLE | #BLOCKED |  | -0.26667 | #DIVIDE BY ZERO | 0 | 0 | 0 | #DIVIDE BY ZERO | #DIVIDE BY ZERO
|  | 0 | A |  | A116.V31 | Quiet Zone Ripple Testing (M-Class-0.8) -Calibration Antenna: Sleeve dipole -Frequency: 0.836/ 1.88/ 2.45/ 5.5 GHz -Method: Phi 6 points -Quiet zone scale: 30 cm in diameter -Requirement : SD < 1.5 -According CTIA standard for Ripple testing | A432.V415 | 3 |  |  |  | 1 |  | 8 | [8 empty] | P21107 建漢 | 8 |  | #DIVIDE BY ZERO |  | -8 | #DIVIDE BY ZERO | #UNPARSEABLE | #BLOCKED |  | -0.26667 | #DIVIDE BY ZERO | 0 | 0 | 0 | #DIVIDE BY ZERO | #DIVIDE BY ZERO
3-量產 |  | 1 | R |  | A116.V | Reliability testing | A432.V51 | 2.5 | [17 empty] | #DIVIDE BY ZERO |  | 0 | #DIVIDE BY ZERO | #UNPARSEABLE | #BLOCKED |  | 0 | #DIVIDE BY ZERO | 0 | 0 | 0 | #DIVIDE BY ZERO | #DIVIDE BY ZERO
|  | 0 |  |  | #UNPARSEABLE | Software function check -Perform the test, test result export successfully | A432.V511 | 3 |  |  |  | 1 |  | 8 | [9 empty] | 8 |  | #DIVIDE BY ZERO |  | -8 | #DIVIDE BY ZERO | #UNPARSEABLE | #BLOCKED |  | -0.26667 | #DIVIDE BY ZERO | 0 | 0 | 0 | #DIVIDE BY ZERO | #DIVIDE BY ZERO
3-量產 |  | 1 | F |  | #UNPARSEABLE | TPUT System Warranty | A432.W | 2 | [17 empty] | #DIVIDE BY ZERO |  | 0 | #DIVIDE BY ZERO | #UNPARSEABLE | #BLOCKED |  | 0 | #DIVIDE BY ZERO | 0 | 0 | 0 | #DIVIDE BY ZERO | #DIVIDE BY ZERO
3-量產 |  | 0 | N |  | A163.W.PON | TPUT System Warranty | A432.W11 |  | 免費 | [16 empty] | #DIVIDE BY ZERO |  | 0 | #DIVIDE BY ZERO | #UNPARSEABLE | #BLOCKED |  | 0 | #DIVIDE BY ZERO | 0 | 0 | 0 | #DIVIDE BY ZERO | #DIVIDE BY ZERO
[6 empty] | OTAP 2 year warranty for upgraded item -Hardware coverage in case of natural damage -Warranty excluded: RF passive components, Test fixtures, Computer, Monitor, and the components not provided from Atenlab | A432.W111 | 3 |  |  |  | 1 | 0 | 4 | 0
[6 empty] | OTAP 1 year warranty for upgraded item -Hardware coverage in case of natural damage -Warranty excluded: RF passive components, Test fixtures, Computer, Monitor, and the components not provided from Atenlab | A432.W112 | 3 | 21134光寶 |  |  | 1 | 0 | 2 | 0
[6 empty] | OTAP 1 month warranty for repaired item -Hardware coverage in case of natural damage | A432.W113 | 3 | 21134光寶 |  |  | 1 | 0 | 2 | 0
1-評估 | 1 | 1 |  |  | A4 | EMCP Solution Upgrade | A42 | 1 | 吸波材料 |  | 1 | 1 | 1000 | 500 | 800 | 50% | 37.5% | 800 | 300 | 37.5% | 10.53% | 8.108% | 1/30前完成資料
[5 empty] | A42 | Old | A420.PON | [15 empty] | Q20332-Cambodia
1-評估 |  |  |  |  | A42 | EMCP-CS Conduction Susceptibility | A425.PON
[5 empty] | A42 | EMCS-RS Radiation Susceptibility | A426.PON
[5 empty] | A42 | EMCP-EMS | A427.PON | [15 empty] | Q20332-Cambodia
|  | 0 | F |  | A421.PON | EFT/Burst simulator | A421.A.PON | [18 empty] | #DIVIDE BY ZERO |  | 0 | #DIVIDE BY ZERO | #UNPARSEABLE | #BLOCKED |  | 0 | #DIVIDE BY ZERO | 0 | 0 | 0 | #DIVIDE BY ZERO | #DIVIDE BY ZERO
|  | 0 | F |  | A421.PON | LISN | A421.B.PON | [18 empty] | #DIVIDE BY ZERO |  | 0 | #DIVIDE BY ZERO | #UNPARSEABLE | #BLOCKED |  | 0 | #DIVIDE BY ZERO | 0 | 0 | 0 | #DIVIDE BY ZERO | #DIVIDE BY ZERO
|  | 0 | F |  | A421.PON | RF system | A421.C.PON | [18 empty] | #DIVIDE BY ZERO |  | 0 | #DIVIDE BY ZERO | #UNPARSEABLE | #BLOCKED |  | 0 | #DIVIDE BY ZERO | 0 | 0 | 0 | #DIVIDE BY ZERO | #DIVIDE BY ZERO
|  | 0 | F |  | A421.PON | Testing setup | A421.D.PON | [18 empty] | #DIVIDE BY ZERO |  | 0 | #DIVIDE BY ZERO | #UNPARSEABLE | #BLOCKED |  | 0 | #DIVIDE BY ZERO | 0 | 0 | 0 | #DIVIDE BY ZERO | #DIVIDE BY ZERO
|  | 0 | F |  | A421.PON | CDN and prob | A421.G.PON | [18 empty] | #DIVIDE BY ZERO |  | 0 | #DIVIDE BY ZERO | #UNPARSEABLE | #BLOCKED |  | 0 | #DIVIDE BY ZERO | 0 | 0 | 0 | #DIVIDE BY ZERO | #DIVIDE BY ZERO
|  | 0 | F |  | A421.PON | System Controller& miscellaneous | A421.M.PON | [18 empty] | #DIVIDE BY ZERO |  | 0 | #DIVIDE BY ZERO | #UNPARSEABLE | #BLOCKED |  | 0 | #DIVIDE BY ZERO | 0 | 0 | 0 | #DIVIDE BY ZERO | #DIVIDE BY ZERO
|  | 0 | F |  | A421.PON | Accessories | A421.V.PON | [18 empty] | #DIVIDE BY ZERO |  | 0 | #DIVIDE BY ZERO | #UNPARSEABLE | #BLOCKED |  | 0 | #DIVIDE BY ZERO | 0 | 0 | 0 | #DIVIDE BY ZERO | #DIVIDE BY ZERO
|  | 0 | F |  | A421.PON | Warranty | A421.W.PON | [18 empty] | #DIVIDE BY ZERO |  | 0 | #DIVIDE BY ZERO | #UNPARSEABLE | #BLOCKED |  | 0 | #DIVIDE BY ZERO | 0 | 0 | 0 | #DIVIDE BY ZERO | #DIVIDE BY ZERO
|  | 0 | F |  | A428.PON | ESD gun | A421.A.PON | [18 empty] | #DIVIDE BY ZERO |  | 0 | #DIVIDE BY ZERO | #UNPARSEABLE | #BLOCKED |  | 0 | #DIVIDE BY ZERO | 0 | 0 | 0 | #DIVIDE BY ZERO | #DIVIDE BY ZERO
|  | 0 | F |  | A421.PON | ESD calibration kit | A421.B.PON | [18 empty] | #DIVIDE BY ZERO |  | 0 | #DIVIDE BY ZERO | #UNPARSEABLE | #BLOCKED |  | 0 | #DIVIDE BY ZERO | 0 | 0 | 0 | #DIVIDE BY ZERO | #DIVIDE BY ZERO
|  | 0 | F |  | A421.PON | Test setup | A421.D.PON | [18 empty] | #DIVIDE BY ZERO |  | 0 | #DIVIDE BY ZERO | #UNPARSEABLE | #BLOCKED |  | 0 | #DIVIDE BY ZERO | 0 | 0 | 0 | #DIVIDE BY ZERO | #DIVIDE BY ZERO
|  | 0 | F |  | A421.PON | System Controller& miscellaneous | A421.M.PON | [18 empty] | #DIVIDE BY ZERO |  | 0 | #DIVIDE BY ZERO | #UNPARSEABLE | #BLOCKED |  | 0 | #DIVIDE BY ZERO | 0 | 0 | 0 | #DIVIDE BY ZERO | #DIVIDE BY ZERO
1-評估 |  |  | F |  | A42 | EMCP-RE Radiation Emission Upgrade | A421.PON | 2 | A1/A2/A3/A4/A6/A8/A9 | [6 empty] | #DIVIDE BY ZERO | #DIVIDE BY ZERO | [5 empty] | Q20332-Cambodia
3-量產 |  | 5 | F |  | #UNPARSEABLE | EMCP-Acceptance | A421.V | 3 | [17 empty] | #DIVIDE BY ZERO |  | 0 | #DIVIDE BY ZERO | #UNPARSEABLE | #BLOCKED |  | 0 | #DIVIDE BY ZERO | 0 | 0 | 0 | #DIVIDE BY ZERO | #DIVIDE BY ZERO
3-量產 |  | 1 | R |  | A116.V | Hardware item check | A421.V01 | [18 empty] | #DIVIDE BY ZERO |  | 0 | #DIVIDE BY ZERO | #UNPARSEABLE | #BLOCKED |  | 0 | #DIVIDE BY ZERO | 0 | 0 | 0 | #DIVIDE BY ZERO | #DIVIDE BY ZERO
1-評估 |  | 0 |  |  | #UNPARSEABLE | Hardware Item Check -Anechoic Chamber -Positioner & Control system | A421.V010 | [15 empty] | M3 |  |  | #DIVIDE BY ZERO |  | 0 | #DIVIDE BY ZERO | #UNPARSEABLE | #BLOCKED |  | 0 | #DIVIDE BY ZERO | 0 | 0 | 0 | #DIVIDE BY ZERO | #DIVIDE BY ZERO
3-量產 |  | 3 | R |  | A116.V | Shielding effective | A421.V11 | [18 empty] | #DIVIDE BY ZERO |  | 0 | #DIVIDE BY ZERO | #UNPARSEABLE | #BLOCKED |  | 0 | #DIVIDE BY ZERO | 0 | 0 | 0 | #DIVIDE BY ZERO | #DIVIDE BY ZERO
1-評估 |  | 0 | A |  | A116.V11 | Shielding Effective (Standard) -Frequency: 0.03 - 18 GHz -Isolation requirement: >100 dB -Test 8 positions on chamber -Test Frequency: 0.03 / 0.1 / 1 / 6 / 10 / 18.0 GHz -According EN50147-1 standard -Operate the testing by Atenlab | A421.V110 | [15 empty] | M3 |  |  | #DIVIDE BY ZERO |  | 0 | #DIVIDE BY ZERO | #UNPARSEABLE | #BLOCKED |  | 0 | #DIVIDE BY ZERO | 0 | 0 | 0 | #DIVIDE BY ZERO | #DIVIDE BY ZERO
1-評估 |  | 0 | A |  | A116.V11 | Shielding Effective (Standard) -Frequency: 0.03 - 18 GHz -Isolation requirement: >100 dB -Test 8 positions on chamber -Test Frequency: 0.03 / 0.1 / 1 / 6 / 10 / 18.0 GHz -According EN50147-1 standard -Operate the testing by 3rd party | A421.V111 | [15 empty] | M3 |  |  | #DIVIDE BY ZERO |  | 0 | #DIVIDE BY ZERO | #UNPARSEABLE | #BLOCKED |  | 0 | #DIVIDE BY ZERO | 0 | 0 | 0 | #DIVIDE BY ZERO | #DIVIDE BY ZERO
1-評估 |  | 0 |  |  |  | Shielding Effective (Oversea) -Frequency: 0.03 - 18 GHz -Isolation requirement: >100 dB -Test 8 positions on chamber -Test Frequency: 0.03 / 0.1 / 1 / 6 / 10 / 18.0 GHz -According EN50147-1 standard -Operate the testing by 3rd party, the buyer need to survey the tester and pay the testing fee | A421.V112 | [18 empty] | #DIVIDE BY ZERO |  | 0 | #DIVIDE BY ZERO | #UNPARSEABLE | #BLOCKED |  | 0 | #DIVIDE BY ZERO | 0 | 0 | 0 | #DIVIDE BY ZERO | #DIVIDE BY ZERO
3-量產 |  | 8 | R |  | A116.V | RE Site Performance | A421.V21 | [18 empty] | #DIVIDE BY ZERO |  | 0 | #DIVIDE BY ZERO | #UNPARSEABLE | #BLOCKED |  | 0 | #DIVIDE BY ZERO | 0 | 0 | 0 | #DIVIDE BY ZERO | #DIVIDE BY ZERO
1-評估 |  | 0 |  |  | A116.V | RE SAC Site Performance Test (standard test zone) Local Operate the testing by 3rd party Normalization Standard Attenuation Testing (NSA) -Frequency: 30M - 1GHz -Testing distance: 3m -Testing Zone: 1.5m -NSA performance: ± 3.5dB -According the testing standard CISPR16-1-4 procedure Site VSWR Testing (SVSWR) -Frequency: 1G - 18GHz -Testing distance: 3m -Testing Zone: 1.5m -Site VSWR performance: ≦ 5.5 dB -According the testing standard CISPR16-1-4 procedure -The buyer need to prepare receive antenna | A421.V210 | [6 empty] | 500 | [9 empty] | 500 |  | #DIVIDE BY ZERO |  | -500 | #DIVIDE BY ZERO | #UNPARSEABLE | #BLOCKED |  | -16.6667 | #DIVIDE BY ZERO | 0 | 0 | 0 | #DIVIDE BY ZERO | #DIVIDE BY ZERO
1-評估 |  | 0 |  |  | A116.V | RE SAC Site Performance Test (bigger test zone) Local Operate the testing by 3rd party Normalization Standard Attenuation Testing (NSA) -Frequency: 30M - 1GHz -Testing distance: 3m -Testing Zone: 1.5m -NSA performance: ± 4.0dB -According the testing standard CISPR16-1-4 procedure Site VSWR Testing (SVSWR) -Frequency: 1G - 18GHz -Testing distance: 3m -Testing Zone: 1.5m -Site VSWR performance: ≦ 5.5 dB -According the testing standard CISPR16-1-4 procedure -The buyer need to prepare receive antenna | A421.V211 | [6 empty] | 500 | [9 empty] | 500 |  | #DIVIDE BY ZERO |  | -500 | #DIVIDE BY ZERO | #UNPARSEABLE | #BLOCKED |  | -16.6667 | #DIVIDE BY ZERO | 0 | 0 | 0 | #DIVIDE BY ZERO | #DIVIDE BY ZERO
0-未開 |  | 0 |  |  | A116.V | RE SAC Site Performance Test (standard test zone)Factory report Operate the testing and prepare the tester by Atenlab Normalization Standard Attenuation Testing (NSA) -Frequency: 30M - 1GHz -Testing distance: 3m -Testing Zone: 1.5m -NSA performance: ± 3.5dB -According the testing standard CISPR16-1-4 procedure Site VSWR Testing (SVSWR) -Frequency: 1G - 18GHz -Testing distance: 3m -Testing Zone: 1.5m -Site VSWR performance: ≦ 5.5 dB -According the testing standard CISPR16-1-4 procedure -The buyer need to prepare receive antenna | A421.V213 | [6 empty] | 250 | [9 empty] | 250 |  | #DIVIDE BY ZERO |  | -250 | #DIVIDE BY ZERO | #UNPARSEABLE | #BLOCKED |  | -8.3333 | #DIVIDE BY ZERO | 0 | 0 | 0 | #DIVIDE BY ZERO | #DIVIDE BY ZERO
0-未開 |  | 0 |  |  | A116.V | RE SAC Site Performance Test (bigger test zone)Factory report Operate the testing and prepare the tester by Atenlab Normalization Standard Attenuation Testing (NSA) -Frequency: 30M - 1GHz -Testing distance: 3m -Testing Zone: 2.0m -NSA performance: ± 4.0dB -According the testing standard CISPR16-1-4 procedure Site VSWR Testing (SVSWR) -Frequency: 1G - 18GHz -Testing distance: 3m -Testing Zone: 2.0m -Site VSWR performance: ≦ 6.0 dB -According the testing standard CISPR16-1-4 procedure -The buyer need to prepare receive antenna | A421.V214 | [6 empty] | 250 | [9 empty] | 250 |  | #DIVIDE BY ZERO |  | -250 | #DIVIDE BY ZERO | #UNPARSEABLE | #BLOCKED |  | -8.3333 | #DIVIDE BY ZERO | 0 | 0 | 0 | #DIVIDE BY ZERO | #DIVIDE BY ZERO
1-評估 |  | 0 |  |  | A116.V | RE SAC Site Performance Test (standard test zone) Oversea Operate the testing by 3rd party, the buyer need to survey the tester and pay the testing fee Normalization Standard Attenuation Testing (NSA) -Frequency: 30M - 1GHz -Testing distance: 3m -Testing Zone: 1.5m -NSA performance: ± 3.5dB -According the testing standard CISPR16-1-4 procedure Site VSWR Testing (SVSWR)(Oversea) -Frequency: 1G - 18GHz -Testing distance: 3m -Testing Zone: 1.5m -Site VSWR performance: ≦ 5.5dB -According the testing standard CISPR16-1-4 procedure -The buyer need to prepare receive antenna | A421.V215 | [6 empty] | 0 | [9 empty] | 0 |  | #DIVIDE BY ZERO |  | 0 | #DIVIDE BY ZERO | #UNPARSEABLE | #BLOCKED |  | 0 | #DIVIDE BY ZERO | 0 | 0 | 0 | #DIVIDE BY ZERO | #DIVIDE BY ZERO
1-評估 |  | 0 |  |  | A116.V | RE SAC Site Performance Test (bigger test zone) Oversea Operate the testing by 3rd party, the buyer need to survey the tester and pay the testing fee Normalization Standard Attenuation Testing (NSA) -Frequency: 30M - 1GHz -Testing distance: 3m -Testing Zone: 2.0m -NSA performance: ± 4.0dB -According the testing standard CISPR16-1-4 procedure Site VSWR Testing (SVSWR)(Oversea) -Frequency: 1G - 18GHz -Testing distance: 3m -Testing Zone: 2.0m -Site VSWR performance: ≦ 6.0dB -According the testing standard CISPR16-1-4 procedure -The buyer need to prepare receive antenna | A421.V216 | [6 empty] | 0 | [9 empty] | 0 |  | #DIVIDE BY ZERO |  | 0 | #DIVIDE BY ZERO | #UNPARSEABLE | #BLOCKED |  | 0 | #DIVIDE BY ZERO | 0 | 0 | 0 | #DIVIDE BY ZERO | #DIVIDE BY ZERO
1-評估 |  | 0 |  |  | A116.V | RE FAC Site Performance Test (standard test zone) Local Operate the testing by 3rd party Free Space Normalization Standard Attenuation Testing (FS-NSA) -Frequency: 30M - 1GHz -Testing distance: 3m -Testing Zone: 2.0m -NSA performance: ± 4.0dB -According the testing standard CISPR16-1-4 procedure Site VSWR Testing (SVSWR) -Frequency: 1G - 18GHz -Testing distance: 3m -Testing Zone: 2.0m -Site VSWR performance: ≦ 6.0 dB -According the testing standard CISPR16-1-4 procedure -The buyer need to prepare receive antenna | A421.V217 | [6 empty] | 500 | [9 empty] | 500 |  | #DIVIDE BY ZERO |  | -500 | #DIVIDE BY ZERO | #UNPARSEABLE | #BLOCKED |  | -16.6667 | #DIVIDE BY ZERO | 0 | 0 | 0 | #DIVIDE BY ZERO | #DIVIDE BY ZERO
1-評估 |  | 0 |  |  | A116.V | RE FAC Site Performance Test (standard test zone) Oversea Operate the testing by 3rd party, the buyer need to survey the tester and pay the testing fee Free Space Normalization Standard Attenuation Testing (FS-NSA) -Frequency: 30M - 1GHz -Testing distance: 3m -Testing Zone: 2.0m -NSA performance: ± 4.0dB -According the testing standard CISPR16-1-4 procedure Site VSWR Testing (SVSWR) -Frequency: 1G - 18GHz -Testing distance: 3m -Testing Zone: 2.0m -Site VSWR performance: ≦ 6.0 dB -According the testing standard CISPR16-1-4 procedure -The buyer need to prepare receive antenna | A421.V218 | [18 empty] | #DIVIDE BY ZERO |  | 0 | #DIVIDE BY ZERO | #UNPARSEABLE | #BLOCKED |  | 0 | #DIVIDE BY ZERO | 0 | 0 | 0 | #DIVIDE BY ZERO | #DIVIDE BY ZERO
0-未開 |  | 3 | R |  | A116.V | SVSWR(暫不使用，已合併在A21.V2內) | A421.V31 | [18 empty] | #DIVIDE BY ZERO |  | 0 | #DIVIDE BY ZERO | #UNPARSEABLE | #BLOCKED |  | 0 | #DIVIDE BY ZERO | 0 | 0 | 0 | #DIVIDE BY ZERO | #DIVIDE BY ZERO
1-評估 |  | 0 |  |  | A116.V | Site VSWR Testing (SVSWR) -Frequency: 1G - 18GHz -Testing distance: 3m -Testing Zone: 2m -Site VSWR performance: ≦ 6.0dB -According the testing standard CISPR16-1-4 procedure -Operate the testing by 3rd party -The buyer need to prepare receive antenna | A421.V310 | [18 empty] | #DIVIDE BY ZERO |  | 0 | #DIVIDE BY ZERO | #UNPARSEABLE | #BLOCKED |  | 0 | #DIVIDE BY ZERO | 0 | 0 | 0 | #DIVIDE BY ZERO | #DIVIDE BY ZERO
0-未開 |  | 0 |  |  | A116.V | Site VSWR Testing (SVSWR) -Frequency: 1G - 18GHz -Testing distance: 3m -Testing Zone: 2m -Site VSWR performance: ≦ 6.0dB -According the testing standard CISPR16-1-4 procedure -Operate the testing and prepare the tester by Atenlab -The buyer need to prepare receive antenna | A421.V311 | [18 empty] | #DIVIDE BY ZERO |  | 0 | #DIVIDE BY ZERO | #UNPARSEABLE | #BLOCKED |  | 0 | #DIVIDE BY ZERO | 0 | 0 | 0 | #DIVIDE BY ZERO | #DIVIDE BY ZERO
1-評估 |  | 0 |  |  | A116.V | Site VSWR Testing (SVSWR)(Oversea) -Frequency: 1G - 18GHz -Testing distance: 3m -Testing Zone: 2m -Site VSWR performance: ≦ 6.0dB -According the testing standard CISPR16-1-4 procedure -Operate the testing by 3rd party, the buyer need to survey the tester and pay the testing fee -The buyer need to prepare receive antenna | A421.V312 | [18 empty] | #DIVIDE BY ZERO |  | 0 | #DIVIDE BY ZERO | #UNPARSEABLE | #BLOCKED |  | 0 | #DIVIDE BY ZERO | 0 | 0 | 0 | #DIVIDE BY ZERO | #DIVIDE BY ZERO
0-未開 |  | 0 | R |  | A116.V | FU(暫不使用，已合併在A21.V2內) | A421.V41 |  | by Measurement Antenna | [16 empty] | #DIVIDE BY ZERO |  | 0 | #DIVIDE BY ZERO | #UNPARSEABLE | #BLOCKED |  | 0 | #DIVIDE BY ZERO | 0 | 0 | 0 | #DIVIDE BY ZERO | #DIVIDE BY ZERO
1-評估 | [5 empty] | Field Uniform Testing(FU) -Frequency range: 80M - 6GHz -Test distance: 3m -Test Zone: 1.5m x 1.5m, 0.8m above floor -FU performance :≦ 6dB, 16 point, 75% pass -According IEC 61000-4-3 -Operate the testing by 3rd party | A421.V410
0-未開 | [5 empty] | Field Uniform Testing(FU) -Frequency range: 80M - 6GHz -Test distance: 3m -Test Zone: 1.5m x 1.5m, 0.8m above floor -FU performance :≦ 6dB, 16 point, 75% pass -According IEC 61000-4-3 -Operate the testing by Atenlab, the buyer need to survey the tester | A421.V411
1-評估 | [5 empty] | Field Uniform Testing(FU)(Oversea) -Frequency range: 80M - 6GHz -Test distance: 3m -Test Zone: 1.5m x 1.5m, 0.8m above floor -FU performance :≦ 6dB, 16 point, 75% pass -According IEC 61000-4-3 -Operate the testing by 3rd party, the buyer need to survey the tester and pay the testing fee | A421.V412
1-評估 |  |  | F |  | A42 | EMCP-CE Conduction Emission | A421.PON | 2 | A1/A2/A3/A4/A6/A8/A9 | [6 empty] | #DIVIDE BY ZERO | #DIVIDE BY ZERO | [5 empty] | Q20332-Cambodia
|  | 4 | F |  | A421.PON | Receiver & Spectrum Analyzer | A421.A.PON | [18 empty] | #DIVIDE BY ZERO |  | 0 | #DIVIDE BY ZERO | #UNPARSEABLE | #BLOCKED |  | 0 | #DIVIDE BY ZERO | 0 | 0 | 0 | #DIVIDE BY ZERO | #DIVIDE BY ZERO
|  | 2 | F |  | A421.A.PON | Receiver(R&S) | A421.A1 | [18 empty] | #DIVIDE BY ZERO |  | 0 | #DIVIDE BY ZERO | #UNPARSEABLE | #BLOCKED |  | 0 | #DIVIDE BY ZERO | 0 | 0 | 0 | #DIVIDE BY ZERO | #DIVIDE BY ZERO
|  | 0 | A1 |  | A421.A1 | Measurement Antenna: -Freq. 450M - 650MHz -Polarization type: Dual Linear Polarization -Ant. Gain: 8dBi -Antenna dimension: 1.5 x 1.5 x 2m(L/W/H) -Connector type: SMA female - | A421.A101 | [18 empty] | #DIVIDE BY ZERO |  | 0 | #DIVIDE BY ZERO | #UNPARSEABLE | #BLOCKED |  | 0 | #DIVIDE BY ZERO | 0 | 0 | 0 | #DIVIDE BY ZERO | #DIVIDE BY ZERO
|  | 0 | A1 |  | A421.A1 | Measurement Antenna: -Freq. 450M - 650MHz -Polarization type: Dual Linear Polarization -Ant. Gain: 8dBi -Antenna dimension: 1.5 x 1.5 x 2m(L/W/H) -Connector type: SMA female - | A421.A105 | [18 empty] | #DIVIDE BY ZERO |  | 0 | #DIVIDE BY ZERO | #UNPARSEABLE | #BLOCKED |  | 0 | #DIVIDE BY ZERO | 0 | 0 | 0 | #DIVIDE BY ZERO | #DIVIDE BY ZERO
|  | 1 | F |  | A421.A.PON | Spectrum Analyzer (R&S) | A421.A2 | [18 empty] | #DIVIDE BY ZERO |  | 0 | #DIVIDE BY ZERO | #UNPARSEABLE | #BLOCKED |  | 0 | #DIVIDE BY ZERO | 0 | 0 | 0 | #DIVIDE BY ZERO | #DIVIDE BY ZERO
|  | 0 | A1 |  | A421.A2 | Measurement Antenna: -Freq. 450M - 650MHz -Polarization type: Dual Linear Polarization -Ant. Gain: 8dBi -Antenna dimension: 1.5 x 1.5 x 2m(L/W/H) -Connector type: SMA female - | A421.A201 | [18 empty] | #DIVIDE BY ZERO |  | 0 | #DIVIDE BY ZERO | #UNPARSEABLE | #BLOCKED |  | 0 | #DIVIDE BY ZERO | 0 | 0 | 0 | #DIVIDE BY ZERO | #DIVIDE BY ZERO
|  | 1 | F |  | A421.A.PON | Spectrum Analyzer (Keysight) | A421.A3 | [18 empty] | #DIVIDE BY ZERO |  | 0 | #DIVIDE BY ZERO | #UNPARSEABLE | #BLOCKED |  | 0 | #DIVIDE BY ZERO | 0 | 0 | 0 | #DIVIDE BY ZERO | #DIVIDE BY ZERO
|  | 0 | A1 |  | A421.A3 | Measurement Antenna: -Freq. 450M - 650MHz -Polarization type: Dual Linear Polarization -Ant. Gain: 8dBi -Antenna dimension: 1.5 x 1.5 x 2m(L/W/H) -Connector type: SMA female - | A421.A301 | [18 empty] | #DIVIDE BY ZERO |  | 0 | #DIVIDE BY ZERO | #UNPARSEABLE | #BLOCKED |  | 0 | #DIVIDE BY ZERO | 0 | 0 | 0 | #DIVIDE BY ZERO | #DIVIDE BY ZERO
|  | 1 | F |  | A421.A.PON | Spectrum Analyzer (Anritsu) | A421.A4 | [18 empty] | #DIVIDE BY ZERO |  | 0 | #DIVIDE BY ZERO | #UNPARSEABLE | #BLOCKED |  | 0 | #DIVIDE BY ZERO | 0 | 0 | 0 | #DIVIDE BY ZERO | #DIVIDE BY ZERO
|  | 0 | A1 |  | A421.A4 | Measurement Antenna: -Freq. 450M - 650MHz -Polarization type: Dual Linear Polarization -Ant. Gain: 8dBi -Antenna dimension: 1.5 x 1.5 x 2m(L/W/H) -Connector type: SMA female - | A421.A401 | [18 empty] | #DIVIDE BY ZERO |  | 0 | #DIVIDE BY ZERO | #UNPARSEABLE | #BLOCKED |  | 0 | #DIVIDE BY ZERO | 0 | 0 | 0 | #DIVIDE BY ZERO | #DIVIDE BY ZERO
|  | 0 | F |  | A421.PON | LISN | A421.B.PON | [18 empty] | #DIVIDE BY ZERO |  | 0 | #DIVIDE BY ZERO | #UNPARSEABLE | #BLOCKED |  | 0 | #DIVIDE BY ZERO | 0 | 0 | 0 | #DIVIDE BY ZERO | #DIVIDE BY ZERO
|  | 3 | F |  | A421.PON | SLE1- RF system | A421.C.PON | [18 empty] | #DIVIDE BY ZERO |  | 0 | #DIVIDE BY ZERO | #UNPARSEABLE | #BLOCKED |  | 0 | #DIVIDE BY ZERO | 0 | 0 | 0 | #DIVIDE BY ZERO | #DIVIDE BY ZERO
|  | 4 | F |  | A421.A.PON | AT-Measurement Antenna | A421.C1 | [18 empty] | #DIVIDE BY ZERO |  | 0 | #DIVIDE BY ZERO | #UNPARSEABLE | #BLOCKED |  | 0 | #DIVIDE BY ZERO | 0 | 0 | 0 | #DIVIDE BY ZERO | #DIVIDE BY ZERO
|  | 0 | A1 |  | A421.A1 | AT-Measurement Antenna: -Frequency. 30M - 8.0GHz -Antenna Type: Log-periodic Antenna -Polarisation: Linear -Pattern Type: Directional -Antenna Gain: 6dBi (Typical) -Connector type: N-type female | A421.C101 |  | Q21111安普新 |  |  |  | 150 | 120 | [9 empty] | 120 | 150 | 100% |  | -120 | #DIVIDE BY ZERO | #UNPARSEABLE | #BLOCKED |  | -4 | #DIVIDE BY ZERO | 0 | 0 | 0 | #DIVIDE BY ZERO | #DIVIDE BY ZERO
|  | 0 | A1 |  | A421.A1 | AT-Measurement Antenna: -Frequency. 1.0 - 18.0GHz -Antenna Type: Log-periodic Antenna -Polarisation: Linear -Pattern Type: Directional -Antenna Gain: 6dBi (Typical) -Connector type: N-type female | A421.C102 |  | Q21111安普新 |  |  |  | 100 | 28 | [9 empty] | 28 | 100 | 100% |  | -28 | #DIVIDE BY ZERO | #UNPARSEABLE | #BLOCKED |  | -0.93333 | #DIVIDE BY ZERO | 0 | 0 | 0 | #DIVIDE BY ZERO | #DIVIDE BY ZERO
|  | 0 | A1 |  | A421.A1 | RF Cable set -Frequency: DC - 18GHz | A421.C105 |  | Q21111安普新 |  |  |  | 100 | 50 | [9 empty] | 50 | 100 | 100% |  | -50 | #DIVIDE BY ZERO | #UNPARSEABLE | #BLOCKED |  | -1.6667 | #DIVIDE BY ZERO | 0 | 0 | 0 | #DIVIDE BY ZERO | #DIVIDE BY ZERO
|  | 0 | A1 |  | A421.A1 | FM-M1 Main system -Frequency: 30M - 18GHz -Filters Q'ty: 5 -LNA Included -AUX x2 -Filters included | A214.M101 |  | Q21111安普新 |  |  |  | 500 | 100 | [9 empty] | 100 | 500 | 100% |  | -100 | #DIVIDE BY ZERO | #UNPARSEABLE | #BLOCKED |  | -3.3333 | #DIVIDE BY ZERO | 0 | 0 | 0 | #DIVIDE BY ZERO | #DIVIDE BY ZERO
|  | 2 | F |  | A421.A.PON | SB-Switching box | A421.C3 | [18 empty] | #DIVIDE BY ZERO |  | 0 | #DIVIDE BY ZERO | #UNPARSEABLE | #BLOCKED |  | 0 | #DIVIDE BY ZERO | 0 | 0 | 0 | #DIVIDE BY ZERO | #DIVIDE BY ZERO
|  | 0 | A1 |  | A421.A1 | Measurement Antenna: -Freq. 450M - 650MHz -Polarization type: Dual Linear Polarization -Ant. Gain: 8dBi -Antenna dimension: 1.5 x 1.5 x 2m(L/W/H) -Connector type: SMA female - | A421.A101 | [18 empty] | #DIVIDE BY ZERO |  | 0 | #DIVIDE BY ZERO | #UNPARSEABLE | #BLOCKED |  | 0 | #DIVIDE BY ZERO | 0 | 0 | 0 | #DIVIDE BY ZERO | #DIVIDE BY ZERO
|  | 0 | A1 |  | A421.A1 | Measurement Antenna: -Freq. 450M - 650MHz -Polarization type: Dual Linear Polarization -Ant. Gain: 8dBi -Antenna dimension: 1.5 x 1.5 x 2m(L/W/H) -Connector type: SMA female - | A421.A105 | [18 empty] | #DIVIDE BY ZERO |  | 0 | #DIVIDE BY ZERO | #UNPARSEABLE | #BLOCKED |  | 0 | #DIVIDE BY ZERO | 0 | 0 | 0 | #DIVIDE BY ZERO | #DIVIDE BY ZERO
|  | 2 | F |  | A421.A.PON | Receiver(R&S) | A421.C5 | [18 empty] | #DIVIDE BY ZERO |  | 0 | #DIVIDE BY ZERO | #UNPARSEABLE | #BLOCKED |  | 0 | #DIVIDE BY ZERO | 0 | 0 | 0 | #DIVIDE BY ZERO | #DIVIDE BY ZERO
|  | 0 | A1 |  | A421.A1 | Measurement Antenna: -Freq. 450M - 650MHz -Polarization type: Dual Linear Polarization -Ant. Gain: 8dBi -Antenna dimension: 1.5 x 1.5 x 2m(L/W/H) -Connector type: SMA female - | A421.A101 | [18 empty] | #DIVIDE BY ZERO |  | 0 | #DIVIDE BY ZERO | #UNPARSEABLE | #BLOCKED |  | 0 | #DIVIDE BY ZERO | 0 | 0 | 0 | #DIVIDE BY ZERO | #DIVIDE BY ZERO
|  | 0 | A1 |  | A421.A1 | Measurement Antenna: -Freq. 450M - 650MHz -Polarization type: Dual Linear Polarization -Ant. Gain: 8dBi -Antenna dimension: 1.5 x 1.5 x 2m(L/W/H) -Connector type: SMA female - | A421.A105 | [18 empty] | #DIVIDE BY ZERO |  | 0 | #DIVIDE BY ZERO | #UNPARSEABLE | #BLOCKED |  | 0 | #DIVIDE BY ZERO | 0 | 0 | 0 | #DIVIDE BY ZERO | #DIVIDE BY ZERO
|  | 0 | F |  | A421.PON | Testing table | A421.D.PON | [18 empty] | #DIVIDE BY ZERO |  | 0 | #DIVIDE BY ZERO | #UNPARSEABLE | #BLOCKED |  | 0 | #DIVIDE BY ZERO | 0 | 0 | 0 | #DIVIDE BY ZERO | #DIVIDE BY ZERO
[6 empty] | SE-T1-120808 -Dimension: L1.2 x W0.8 x H0.8m -Material: low dielectric form - | A211.V111 | [5 empty] | 30 | 15 | [8 empty] | ABUS Network Outdoor IR CCTV Camera, 2688 x 1520 pixels Resolution, IP67 | [14 empty] | #DIVIDE BY ZERO | #DIVIDE BY ZERO
|  | 0 | F |  | A421.PON | ISN & prob | A421.G.PON | [18 empty] | #DIVIDE BY ZERO |  | 0 | #DIVIDE BY ZERO | #UNPARSEABLE | #BLOCKED |  | 0 | #DIVIDE BY ZERO | 0 | 0 | 0 | #DIVIDE BY ZERO | #DIVIDE BY ZERO
|  | 0 | F |  | A421.PON | SUE-1 Software | A421.S.PON | [18 empty] | #DIVIDE BY ZERO |  | 0 | #DIVIDE BY ZERO | #UNPARSEABLE | #BLOCKED |  | 0 | #DIVIDE BY ZERO | 0 | 0 | 0 | #DIVIDE BY ZERO | #DIVIDE BY ZERO
[6 empty] | MWE Maxwell EMC Software -Radiated Spurious Emission Function (RSE) | A331.E3 | [5 empty] | 30 | 15 | [8 empty] | ABUS Network Outdoor IR CCTV Camera, 2688 x 1520 pixels Resolution, IP67 | [14 empty] | #DIVIDE BY ZERO | #DIVIDE BY ZERO
|  | 2 | F |  | A421.PON | SUE-1 System Controller& miscellaneous | A421.M.PON | [18 empty] | #DIVIDE BY ZERO |  | 0 | #DIVIDE BY ZERO | #UNPARSEABLE | #BLOCKED |  | 0 | #DIVIDE BY ZERO | 0 | 0 | 0 | #DIVIDE BY ZERO | #DIVIDE BY ZERO
|  | 1 | R |  | #UNPARSEABLE | Control IPC(OS/xls) | A421.M01 | [18 empty] | #DIVIDE BY ZERO |  | 0 | #DIVIDE BY ZERO | #UNPARSEABLE | #BLOCKED |  | 0 | #DIVIDE BY ZERO | 0 | 0 | 0 | #DIVIDE BY ZERO | #DIVIDE BY ZERO
|  | 0 | A |  | #UNPARSEABLE | Control IPC & OS -CPU: Intel Core i5 Processor -OS: Windows 10 Enterprise 64 bite -Hard Drive 500GB -Software: MS Excel -Standar Monitor/mouse/keyboard | A421.M010 |  | 安普新 |  |  |  | 100 | 50 | [9 empty] | 50 | 100 | 100% |  | -50 | #DIVIDE BY ZERO | #UNPARSEABLE | #BLOCKED |  | -1.6667 | #DIVIDE BY ZERO | 0 | 0 | 0 | #DIVIDE BY ZERO | #DIVIDE BY ZERO
|  | 1 | R |  | #UNPARSEABLE | Rack | A421.M05 | [18 empty] | #DIVIDE BY ZERO |  | 0 | #DIVIDE BY ZERO | #UNPARSEABLE | #BLOCKED |  | 0 | #DIVIDE BY ZERO | 0 | 0 | 0 | #DIVIDE BY ZERO | #DIVIDE BY ZERO
|  | 0 | A |  | #UNPARSEABLE | Rack -19" standard -35U | A421.M050 |  | 安普新 |  |  | 1 | 30000 | 15000 | [9 empty] | 15000 | 30000 | 100% |  | -15000 | #DIVIDE BY ZERO | #UNPARSEABLE | #BLOCKED |  | -500 | #DIVIDE BY ZERO | 0 | 0 | 0 | #DIVIDE BY ZERO | #DIVIDE BY ZERO
|  | 1 | F |  | A421.PON | SUE-1 Acceptance | A421.V.PON | [18 empty] | #DIVIDE BY ZERO |  | 0 | #DIVIDE BY ZERO | #UNPARSEABLE | #BLOCKED |  | 0 | #DIVIDE BY ZERO | 0 | 0 | 0 | #DIVIDE BY ZERO | #DIVIDE BY ZERO
|  | 1 | F |  | A421.A.PON |  | A421.C3 | [18 empty] | #DIVIDE BY ZERO |  | 0 | #DIVIDE BY ZERO | #UNPARSEABLE | #BLOCKED |  | 0 | #DIVIDE BY ZERO | 0 | 0 | 0 | #DIVIDE BY ZERO | #DIVIDE BY ZERO
|  | 0 | A1 |  | A421.A1 |  | A421.A101 | [18 empty] | #DIVIDE BY ZERO |  | 0 | #DIVIDE BY ZERO | #UNPARSEABLE | #BLOCKED |  | 0 | #DIVIDE BY ZERO | 0 | 0 | 0 | #DIVIDE BY ZERO | #DIVIDE BY ZERO
|  | 3 | F |  | A421.PON | SUE-1 Emission Warranty | A421.W.PON | [18 empty] | #DIVIDE BY ZERO |  | 0 | #DIVIDE BY ZERO | #UNPARSEABLE | #BLOCKED |  | 0 | #DIVIDE BY ZERO | 0 | 0 | 0 | #DIVIDE BY ZERO | #DIVIDE BY ZERO
|  | 0 | N |  | A163.W.PON | 2 years warranty Hardware coverage in case of natural damage | A421.W.010 |  | 免費 | [16 empty] | #DIVIDE BY ZERO |  | 0 | #DIVIDE BY ZERO | #UNPARSEABLE | #BLOCKED |  | 0 | #DIVIDE BY ZERO | 0 | 0 | 0 | #DIVIDE BY ZERO | #DIVIDE BY ZERO
|  | 4 | R/M |  | A163.W.PON | SUE 1 system extend warranty | A421.W05 |  | 依照系統售價 | [16 empty] | #DIVIDE BY ZERO |  | 0 | #DIVIDE BY ZERO | #UNPARSEABLE | #BLOCKED |  | 0 | #DIVIDE BY ZERO | 0 | 0 | 0 | #DIVIDE BY ZERO | #DIVIDE BY ZERO
|  | 0 | A |  | #UNPARSEABLE | SUE 1 system 2 years extend warranty | A421.W052 |  | 依照系統售價之10% | [16 empty] | #DIVIDE BY ZERO |  | 0 | #DIVIDE BY ZERO | #UNPARSEABLE | #BLOCKED |  | 0 | #DIVIDE BY ZERO | 0 | 0 | 0 | #DIVIDE BY ZERO | #DIVIDE BY ZERO
|  | 0 | A |  | #UNPARSEABLE | SUE 1 system 3 years extend warranty | A421.W053 |  | 依照系統售價之10% | [16 empty] | #DIVIDE BY ZERO |  | 0 | #DIVIDE BY ZERO | #UNPARSEABLE | #BLOCKED |  | 0 | #DIVIDE BY ZERO | 0 | 0 | 0 | #DIVIDE BY ZERO | #DIVIDE BY ZERO
|  | 0 | A |  | #UNPARSEABLE | SUE 1 system 4 years extend warranty | A421.W054 |  | 依照系統售價之15% | [16 empty] | #DIVIDE BY ZERO |  | 0 | #DIVIDE BY ZERO | #UNPARSEABLE | #BLOCKED |  | 0 | #DIVIDE BY ZERO | 0 | 0 | 0 | #DIVIDE BY ZERO | #DIVIDE BY ZERO
|  | 0 | A |  | #UNPARSEABLE | SUE 1 system 5 years extend warranty | A421.W055 |  | 依照系統售價之15% | [16 empty] | #DIVIDE BY ZERO |  | 0 | #DIVIDE BY ZERO | #UNPARSEABLE | #BLOCKED |  | 0 | #DIVIDE BY ZERO | 0 | 0 | 0 | #DIVIDE BY ZERO | #DIVIDE BY ZERO
|  | 1 | F |  | A421.A.PON |  | A421.C3 | [18 empty] | #DIVIDE BY ZERO |  | 0 | #DIVIDE BY ZERO | #UNPARSEABLE | #BLOCKED |  | 0 | #DIVIDE BY ZERO | 0 | 0 | 0 | #DIVIDE BY ZERO | #DIVIDE BY ZERO
|  | 0 | A1 |  | A421.A1 |  | A421.A101 | [18 empty] | #DIVIDE BY ZERO |  | 0 | #DIVIDE BY ZERO | #UNPARSEABLE | #BLOCKED |  | 0 | #DIVIDE BY ZERO | 0 | 0 | 0 | #DIVIDE BY ZERO | #DIVIDE BY ZERO
|  | 4 |  |  | A173.PONN | MW Maxwell Software | A162.S | 2 | [17 empty] | #DIVIDE BY ZERO |  | 0 | #DIVIDE BY ZERO | #UNPARSEABLE | #BLOCKED |  | 0 | #DIVIDE BY ZERO | 0 | 0 | 0 | #DIVIDE BY ZERO | #DIVIDE BY ZERO
|  | 0 | R |  | #UNPARSEABLE | MW4 Maxwell LTE Software | A162.S4 | [18 empty] | #DIVIDE BY ZERO |  | 0 | #DIVIDE BY ZERO | #UNPARSEABLE | #BLOCKED |  | 0 | #DIVIDE BY ZERO | 0 | 0 | 0 | #DIVIDE BY ZERO | #DIVIDE BY ZERO
|  | 0 | R |  | #UNPARSEABLE | MW5 Maxwell 5G Software | A162.S5 | [18 empty] | #DIVIDE BY ZERO |  | 0 | #DIVIDE BY ZERO | #UNPARSEABLE | #BLOCKED |  | 0 | #DIVIDE BY ZERO | 0 | 0 | 0 | #DIVIDE BY ZERO | #DIVIDE BY ZERO
|  | 1 | R |  | #UNPARSEABLE | MWT Maxwell Throughput Software | A162.S3 | [18 empty] | #DIVIDE BY ZERO |  | 0 | #DIVIDE BY ZERO | #UNPARSEABLE | #BLOCKED |  | 0 | #DIVIDE BY ZERO | 0 | 0 | 0 | #DIVIDE BY ZERO | #DIVIDE BY ZERO
3-量產 |  | 0 | A1 |  | A173.E01 | MWT Maxwell Throughput Software -Wi-Fi Throughput software license -IEEE 802.11a/b/g/n/ac/ax base on IxChariot -IxChariot license isn't included | A162.S301 |  | Q21123-光寶 |  |  |  | 200 | 100 | [9 empty] | 100 | 200 | 100% |  | -100 | #DIVIDE BY ZERO | #UNPARSEABLE | #BLOCKED |  | -3.3333 | #DIVIDE BY ZERO | 0 | 0 | 0 | #DIVIDE BY ZERO | #DIVIDE BY ZERO
|  | 1 | R |  | #UNPARSEABLE | MWE Maxwell EMC Software | A162.S4 | [18 empty] | #DIVIDE BY ZERO |  | 0 | #DIVIDE BY ZERO | #UNPARSEABLE | #BLOCKED |  | 0 | #DIVIDE BY ZERO | 0 | 0 | 0 | #DIVIDE BY ZERO | #DIVIDE BY ZERO
3-量產 |  | 0 | A1 |  | A173.E01 | MWE Maxwell EMC Software -Radiated Spurious Emission Function -1 license permits 1 model of equipment -Support Win10 64bit OS | A162.S401 |  | Q21102-虹堡 |  |  |  | 200 | 100 | [9 empty] | 100 | 200 | 100% |  | -100 | #DIVIDE BY ZERO | #UNPARSEABLE | #BLOCKED |  | -3.3333 | #DIVIDE BY ZERO | 0 | 0 | 0 | #DIVIDE BY ZERO | #DIVIDE BY ZERO
1-評估 |  |  |  |  | A42 | EMCP-RE Radiation Emission | A422.PON | 2 | [14 empty] | Q20332-Cambodia
|  | 0 | F |  | A421.PON | Receiver & Spectrum Analyzer | A422.A.PON | [18 empty] | #DIVIDE BY ZERO |  | 0 | #DIVIDE BY ZERO | #UNPARSEABLE | #BLOCKED |  | 0 | #DIVIDE BY ZERO | 0 | 0 | 0 | #DIVIDE BY ZERO | #DIVIDE BY ZERO
|  | 1 | F |  | A421.PON | EMCP-RE Solution RF system | A422.C.PON | [18 empty] | #DIVIDE BY ZERO |  | 0 | #DIVIDE BY ZERO | #UNPARSEABLE | #BLOCKED |  | 0 | #DIVIDE BY ZERO | 0 | 0 | 0 | #DIVIDE BY ZERO | #DIVIDE BY ZERO
5-報價 |  | 1 | R |  | A116.C | Measurement Antenna | A422.C01 | [18 empty] | #DIVIDE BY ZERO |  | 0 | #DIVIDE BY ZERO | #UNPARSEABLE | #BLOCKED |  | 0 | #DIVIDE BY ZERO | 0 | 0 | 0 | #DIVIDE BY ZERO | #DIVIDE BY ZERO
5-報價 |  | 0 | A |  | A116.C01 | Linear polarized Logarithmic Periodic Broad- band Antenna -Antenna frequency: 0.03 - 1GHz -Antenna gain: 6.4 dBi (Typical ) -Polarization: Single linear polarization -Electric Antenna tower | A422.C011 | 3 | [17 empty] | #DIVIDE BY ZERO |  | 0 | #DIVIDE BY ZERO | #UNPARSEABLE | #BLOCKED |  | 0 | #DIVIDE BY ZERO | 0 | 0 | 0 | #DIVIDE BY ZERO | #DIVIDE BY ZERO
|  | 0 | F |  | A421.PON | Interference | A422.D.PON | [18 empty] | #DIVIDE BY ZERO |  | 0 | #DIVIDE BY ZERO | #UNPARSEABLE | #BLOCKED |  | 0 | #DIVIDE BY ZERO | 0 | 0 | 0 | #DIVIDE BY ZERO | #DIVIDE BY ZERO
|  | 0 | F |  | A421.PON | Communication testeer | A422.G.PON | [18 empty] | #DIVIDE BY ZERO |  | 0 | #DIVIDE BY ZERO | #UNPARSEABLE | #BLOCKED |  | 0 | #DIVIDE BY ZERO | 0 | 0 | 0 | #DIVIDE BY ZERO | #DIVIDE BY ZERO
|  | 1 | F |  | A421.PON | EMCP-RE Solution Software | A422.S.PON | [18 empty] | #DIVIDE BY ZERO |  | 0 | #DIVIDE BY ZERO | #UNPARSEABLE | #BLOCKED |  | 0 | #DIVIDE BY ZERO | 0 | 0 | 0 | #DIVIDE BY ZERO | #DIVIDE BY ZERO
|  | 4 |  |  | A173.PONN | MW Maxwell Software | A162.S | 2 | [17 empty] | #DIVIDE BY ZERO |  | 0 | #DIVIDE BY ZERO | #UNPARSEABLE | #BLOCKED |  | 0 | #DIVIDE BY ZERO | 0 | 0 | 0 | #DIVIDE BY ZERO | #DIVIDE BY ZERO
|  | 0 | R |  | #UNPARSEABLE | MW4 Maxwell LTE Software | A162.S4 | [18 empty] | #DIVIDE BY ZERO |  | 0 | #DIVIDE BY ZERO | #UNPARSEABLE | #BLOCKED |  | 0 | #DIVIDE BY ZERO | 0 | 0 | 0 | #DIVIDE BY ZERO | #DIVIDE BY ZERO
|  | 0 | R |  | #UNPARSEABLE | MW5 Maxwell 5G Software | A162.S5 | [18 empty] | #DIVIDE BY ZERO |  | 0 | #DIVIDE BY ZERO | #UNPARSEABLE | #BLOCKED |  | 0 | #DIVIDE BY ZERO | 0 | 0 | 0 | #DIVIDE BY ZERO | #DIVIDE BY ZERO
|  | 1 | R |  | #UNPARSEABLE | MWT Maxwell Throughput Software | A162.S3 | [18 empty] | #DIVIDE BY ZERO |  | 0 | #DIVIDE BY ZERO | #UNPARSEABLE | #BLOCKED |  | 0 | #DIVIDE BY ZERO | 0 | 0 | 0 | #DIVIDE BY ZERO | #DIVIDE BY ZERO
3-量產 |  | 0 | A1 |  | A173.E01 | MWT Maxwell Throughput Software -Wi-Fi Throughput software license -IEEE 802.11a/b/g/n/ac/ax base on IxChariot -IxChariot license isn't included | A162.S301 |  | Q21123-光寶 |  |  |  | 200 | 100 | [9 empty] | 100 | 200 | 100% |  | -100 | #DIVIDE BY ZERO | #UNPARSEABLE | #BLOCKED |  | -3.3333 | #DIVIDE BY ZERO | 0 | 0 | 0 | #DIVIDE BY ZERO | #DIVIDE BY ZERO
|  | 1 | R |  | #UNPARSEABLE | MWE Maxwell EMC Software | A162.S2 | [18 empty] | #DIVIDE BY ZERO |  | 0 | #DIVIDE BY ZERO | #UNPARSEABLE | #BLOCKED |  | 0 | #DIVIDE BY ZERO | 0 | 0 | 0 | #DIVIDE BY ZERO | #DIVIDE BY ZERO
3-量產 |  | 0 | A1 |  | A173.E01 | MWE Maxwell EMC Software -Radiated Spurious Emission Function -1 license permits 1 model of equipment -Support Win10 64bit OS | A162.S201 |  | Q21102-虹堡 |  |  |  | 200 | 100 | [9 empty] | 100 | 200 | 100% |  | -100 | #DIVIDE BY ZERO | #UNPARSEABLE | #BLOCKED |  | -3.3333 | #DIVIDE BY ZERO | 0 | 0 | 0 | #DIVIDE BY ZERO | #DIVIDE BY ZERO
|  | 0 | F |  | A421.PON | System Controller& miscellaneous | A422.M.PON | [18 empty] | #DIVIDE BY ZERO |  | 0 | #DIVIDE BY ZERO | #UNPARSEABLE | #BLOCKED |  | 0 | #DIVIDE BY ZERO | 0 | 0 | 0 | #DIVIDE BY ZERO | #DIVIDE BY ZERO
0-未開 |  | 0 | F |  | A421.PON | Accessories | A422.V.PON | [18 empty] | #DIVIDE BY ZERO |  | 0 | #DIVIDE BY ZERO | #UNPARSEABLE | #BLOCKED |  | 0 | #DIVIDE BY ZERO | 0 | 0 | 0 | #DIVIDE BY ZERO | #DIVIDE BY ZERO
3-量產 |  | 2 | F |  | A421.PON | Quality Service | A422.Q.PON | [18 empty] | #DIVIDE BY ZERO |  | 0 | #DIVIDE BY ZERO | #UNPARSEABLE | #BLOCKED |  | 0 | #DIVIDE BY ZERO | 0 | 0 | 0 | #DIVIDE BY ZERO | #DIVIDE BY ZERO
3-量產 |  | 0 | R |  | A116.V | System Training | A422.Q1 |  | by Measurement Antenna | [16 empty] | #DIVIDE BY ZERO |  | 0 | #DIVIDE BY ZERO | #UNPARSEABLE | #BLOCKED |  | 0 | #DIVIDE BY ZERO | 0 | 0 | 0 | #DIVIDE BY ZERO | #DIVIDE BY ZERO
3-量產 |  | 0 | R |  | A116.V | Certification | A422.Q2 |  | by Measurement Antenna | [16 empty] | #DIVIDE BY ZERO |  | 0 | #DIVIDE BY ZERO | #UNPARSEABLE | #BLOCKED |  | 0 | #DIVIDE BY ZERO | 0 | 0 | 0 | #DIVIDE BY ZERO | #DIVIDE BY ZERO
3-量產 |  | 8 | F |  | A421.PON | EMCP-RE Solution Acceptance | A422.V.PON | [18 empty] | #DIVIDE BY ZERO |  | 0 | #DIVIDE BY ZERO | #UNPARSEABLE | #BLOCKED |  | 0 | #DIVIDE BY ZERO | 0 | 0 | 0 | #DIVIDE BY ZERO | #DIVIDE BY ZERO
3-量產 |  | 0 | R |  | A116.V | Hardware item check | A422.V01 |  | by Measurement Antenna | [16 empty] | #DIVIDE BY ZERO |  | 0 | #DIVIDE BY ZERO | #UNPARSEABLE | #BLOCKED |  | 0 | #DIVIDE BY ZERO | 0 | 0 | 0 | #DIVIDE BY ZERO | #DIVIDE BY ZERO
3-量產 |  | 0 | R |  | A116.V | Shielding effective | A422.V11 |  | by Measurement Antenna | [16 empty] | #DIVIDE BY ZERO |  | 0 | #DIVIDE BY ZERO | #UNPARSEABLE | #BLOCKED |  | 0 | #DIVIDE BY ZERO | 0 | 0 | 0 | #DIVIDE BY ZERO | #DIVIDE BY ZERO
3-量產 |  | 1 | R |  | A116.V | Path Loss Calibration | A422.V21 |  | by Measurement Antenna | [16 empty] | #DIVIDE BY ZERO |  | 0 | #DIVIDE BY ZERO | #UNPARSEABLE | #BLOCKED |  | 0 | #DIVIDE BY ZERO | 0 | 0 | 0 | #DIVIDE BY ZERO | #DIVIDE BY ZERO
|  | 0 |  |  | A116.V | Path Loss Testing -RSE Model -Frequency: 0.03 - 1GHz -Calibration kit: Antenna | [19 empty] | #DIVIDE BY ZERO |  | 0 | #DIVIDE BY ZERO | #UNPARSEABLE | #BLOCKED |  | 0 | #DIVIDE BY ZERO | 0 | 0 | 0 | #DIVIDE BY ZERO | #DIVIDE BY ZERO
3-量產 |  | 0 | R |  | A116.V | Ripple testing | A422.V31 |  | by Measurement Antenna | [16 empty] | #DIVIDE BY ZERO |  | 0 | #DIVIDE BY ZERO | #UNPARSEABLE | #BLOCKED |  | 0 | #DIVIDE BY ZERO | 0 | 0 | 0 | #DIVIDE BY ZERO | #DIVIDE BY ZERO
3-量產 |  | 0 | R |  | A116.V | Reliability testing | A411.V41 | [18 empty] | #DIVIDE BY ZERO |  | 0 | #DIVIDE BY ZERO | #UNPARSEABLE | #BLOCKED |  | 0 | #DIVIDE BY ZERO | 0 | 0 | 0 | #DIVIDE BY ZERO | #DIVIDE BY ZERO
3-量產 |  | 0 | R |  | A116.V | NSA | A411.V51 | [18 empty] | #DIVIDE BY ZERO |  | 0 | #DIVIDE BY ZERO | #UNPARSEABLE | #BLOCKED |  | 0 | #DIVIDE BY ZERO | 0 | 0 | 0 | #DIVIDE BY ZERO | #DIVIDE BY ZERO
3-量產 |  | 0 | R |  | A116.V | Site VSWR | A411.V61 | [18 empty] | #DIVIDE BY ZERO |  | 0 | #DIVIDE BY ZERO | #UNPARSEABLE | #BLOCKED |  | 0 | #DIVIDE BY ZERO | 0 | 0 | 0 | #DIVIDE BY ZERO | #DIVIDE BY ZERO
3-量產 |  | 0 | R |  | A116.V | FU | A411.V71 | [18 empty] | #DIVIDE BY ZERO |  | 0 | #DIVIDE BY ZERO | #UNPARSEABLE | #BLOCKED |  | 0 | #DIVIDE BY ZERO | 0 | 0 | 0 | #DIVIDE BY ZERO | #DIVIDE BY ZERO
3-量產 |  | 1 | F |  | A421.PON | EMCP-RE Solution Warranty | A422.W.PON | [18 empty] | #DIVIDE BY ZERO |  | 0 | #DIVIDE BY ZERO | #UNPARSEABLE | #BLOCKED |  | 0 | #DIVIDE BY ZERO | 0 | 0 | 0 | #DIVIDE BY ZERO | #DIVIDE BY ZERO
5-報價 |  | 2 | N |  | A116.V | EMCP-RE Solution Warranty | A422.W01 |  | 免費 | [16 empty] | #DIVIDE BY ZERO |  | 0 | #DIVIDE BY ZERO | #UNPARSEABLE | #BLOCKED |  | 0 | #DIVIDE BY ZERO | 0 | 0 | 0 | #DIVIDE BY ZERO | #DIVIDE BY ZERO
3-量產 |  | 0 | A |  | A116.W05 | EMCP-RE Solution 2 years warranty (Standard) -Software free upgrade if new version is announced. -Hardware coverage in case of natural damage | A422.W010 | 3 |  |  |  | 1 | 0 | 0 | 0 | [8 empty] | 0 | 0 | #DIVIDE BY ZERO |  | 0 | #DIVIDE BY ZERO | #UNPARSEABLE | #BLOCKED |  | 0 | #DIVIDE BY ZERO | 0 | 0 | 0 | #DIVIDE BY ZERO | #DIVIDE BY ZERO
3-量產 |  | 0 | A |  | A116.W05 | EMCP-RE Solution 1 years warranty -Software free upgrade if new version is announced. -Hardware coverage in case of natural damage | A422.W011 | 3 |  |  |  | 1 | 0 | 0 | 0 | [8 empty] | 0 | 0 | #DIVIDE BY ZERO |  | 0 | #DIVIDE BY ZERO | #UNPARSEABLE | #BLOCKED |  | 0 | #DIVIDE BY ZERO | 0 | 0 | 0 | #DIVIDE BY ZERO | #DIVIDE BY ZERO
[5 empty] | A42 | EMCP | A421.PON
0-未開 |  | 0 | F |  | A116.PONN | EMCP-RSE Anechoic Chamber Upgrade | A423.A | 2 | [17 empty] | #DIVIDE BY ZERO |  | 0 | #DIVIDE BY ZERO | #UNPARSEABLE | #BLOCKED |  | 0 | #DIVIDE BY ZERO | 0 | 0 | 0 | #DIVIDE BY ZERO | #DIVIDE BY ZERO
|  | 0 | F |  | A421.PON | EMCP-RSE Solution RF Measurement | A423.C | [18 empty] | #DIVIDE BY ZERO |  | 0 | #DIVIDE BY ZERO | #UNPARSEABLE | #BLOCKED |  | 0 | #DIVIDE BY ZERO | 0 | 0 | 0 | #DIVIDE BY ZERO | #DIVIDE BY ZERO
|  | 0 | F |  | A421.PON | EMCP-RSE Solution Positioner & Control | A423.E | [18 empty] | #DIVIDE BY ZERO |  | 0 | #DIVIDE BY ZERO | #UNPARSEABLE | #BLOCKED |  | 0 | #DIVIDE BY ZERO | 0 | 0 | 0 | #DIVIDE BY ZERO | #DIVIDE BY ZERO
|  | 0 | F |  | A421.PON | EMCP-RSE Solution Measurement Software | A423.S | [18 empty] | #DIVIDE BY ZERO |  | 0 | #DIVIDE BY ZERO | #UNPARSEABLE | #BLOCKED |  | 0 | #DIVIDE BY ZERO | 0 | 0 | 0 | #DIVIDE BY ZERO | #DIVIDE BY ZERO
3-量產 |  | 0 | F |  | A421.PON | EMCP-RSE Solution Acceptance | A423.V | [18 empty] | #DIVIDE BY ZERO |  | 0 | #DIVIDE BY ZERO | #UNPARSEABLE | #BLOCKED |  | 0 | #DIVIDE BY ZERO | 0 | 0 | 0 | #DIVIDE BY ZERO | #DIVIDE BY ZERO
0-未開 |  | 0 | F |  | A421.PON | Accessories | A423.V.PON | [18 empty] | #DIVIDE BY ZERO |  | 0 | #DIVIDE BY ZERO | #UNPARSEABLE | #BLOCKED |  | 0 | #DIVIDE BY ZERO | 0 | 0 | 0 | #DIVIDE BY ZERO | #DIVIDE BY ZERO
0-未開 |  | 0 | F |  | A421.PON | EMCP-RSE Solution Quality Service | A423.Q.PON | [18 empty] | #DIVIDE BY ZERO |  | 0 | #DIVIDE BY ZERO | #UNPARSEABLE | #BLOCKED |  | 0 | #DIVIDE BY ZERO | 0 | 0 | 0 | #DIVIDE BY ZERO | #DIVIDE BY ZERO
3-量產 |  | 0 | F |  | A421.PON | EMCP-RSE Solution Warranty | A423.W.PON | [18 empty] | #DIVIDE BY ZERO |  | 0 | #DIVIDE BY ZERO | #UNPARSEABLE | #BLOCKED |  | 0 | #DIVIDE BY ZERO | 0 | 0 | 0 | #DIVIDE BY ZERO | #DIVIDE BY ZERO
0-未開 | 1 | 1 |  |  | A4 | CFMS - Conformance | A45 |  | 天線 |  | 1 | 1 | 1000 | 400 | 800 | 60% | 50% | 800 | 400 | 50% | 10.53% | 10.81% | 1/30前完成資料
1-評估 |  | Y | F |  | A45 | CFMS - SRD | A451.PON |  | A class 選配 |  |  | 1 | #UNPARSEABLE | #UNPARSEABLE | #BLOCKED |  |  |  | 0 | 式 |  |  |  | #BLOCKED | #BLOCKED | #BLOCKED | 1300000 | #BLOCKED | #BLOCKED | #UNPARSEABLE | #BLOCKED | 60000 | #BLOCKED | #BLOCKED
|  | 0 | F |  | A451.PON | Spectrum Analyzer | A451.A.PON | [18 empty] | #DIVIDE BY ZERO |  | 0 | #DIVIDE BY ZERO | #UNPARSEABLE | #BLOCKED |  | 0 | #DIVIDE BY ZERO | 0 | 0 | 0 | #DIVIDE BY ZERO | #DIVIDE BY ZERO
|  | 0 | F |  | A451.PON | RF system | A451.C.PON | [18 empty] | #DIVIDE BY ZERO |  | 0 | #DIVIDE BY ZERO | #UNPARSEABLE | #BLOCKED |  | 0 | #DIVIDE BY ZERO | 0 | 0 | 0 | #DIVIDE BY ZERO | #DIVIDE BY ZERO
|  | 0 | F |  | A451.PON | Interference | A451.D.PON | [18 empty] | #DIVIDE BY ZERO |  | 0 | #DIVIDE BY ZERO | #UNPARSEABLE | #BLOCKED |  | 0 | #DIVIDE BY ZERO | 0 | 0 | 0 | #DIVIDE BY ZERO | #DIVIDE BY ZERO
|  | 0 | F |  | A451.PON | Communication testeer | A451.G.PON | [18 empty] | #DIVIDE BY ZERO |  | 0 | #DIVIDE BY ZERO | #UNPARSEABLE | #BLOCKED |  | 0 | #DIVIDE BY ZERO | 0 | 0 | 0 | #DIVIDE BY ZERO | #DIVIDE BY ZERO
|  | 0 | F |  | A451.PON | Software | A451.S.PON | [18 empty] | #DIVIDE BY ZERO |  | 0 | #DIVIDE BY ZERO | #UNPARSEABLE | #BLOCKED |  | 0 | #DIVIDE BY ZERO | 0 | 0 | 0 | #DIVIDE BY ZERO | #DIVIDE BY ZERO
|  | 0 | F |  | A451.PON | System Controller& miscellaneous | A451.M.PON | [18 empty] | #DIVIDE BY ZERO |  | 0 | #DIVIDE BY ZERO | #UNPARSEABLE | #BLOCKED |  | 0 | #DIVIDE BY ZERO | 0 | 0 | 0 | #DIVIDE BY ZERO | #DIVIDE BY ZERO
|  | 0 | F |  | A451.PON | Accessories | A451.V.PON | [18 empty] | #DIVIDE BY ZERO |  | 0 | #DIVIDE BY ZERO | #UNPARSEABLE | #BLOCKED |  | 0 | #DIVIDE BY ZERO | 0 | 0 | 0 | #DIVIDE BY ZERO | #DIVIDE BY ZERO
|  | 0 | F |  | A451.PON | Warranty | A451.W.PON | [18 empty] | #DIVIDE BY ZERO |  | 0 | #DIVIDE BY ZERO | #UNPARSEABLE | #BLOCKED |  | 0 | #DIVIDE BY ZERO | 0 | 0 | 0 | #DIVIDE BY ZERO | #DIVIDE BY ZERO
1-評估 |  | Y | F |  | A45 | CFMS- Cellular | A452.PON |  | A class 選配 |  |  | 1 | #UNPARSEABLE | #UNPARSEABLE | #BLOCKED |  |  |  | 0 | 式 |  |  | Q20332-Cambodia | #BLOCKED | #BLOCKED | #BLOCKED | 1300000 | #BLOCKED | #BLOCKED | #UNPARSEABLE | #BLOCKED | 60000 | #BLOCKED | #BLOCKED
|  | 0 | F |  | A452.PON | CFMS-Cellular Anechoic Chamber Upgrade | A452.A.PON | [18 empty] | #DIVIDE BY ZERO |  | 0 | #DIVIDE BY ZERO | #UNPARSEABLE | #BLOCKED |  | 0 | #DIVIDE BY ZERO | 0 | 0 | 0 | #DIVIDE BY ZERO | #DIVIDE BY ZERO
3-量產 |  | 1 | F |  | A452.PON | CFMS-Cellular RF Measurement System | A452.C.PON | [18 empty] | #DIVIDE BY ZERO |  | 0 | #DIVIDE BY ZERO | #UNPARSEABLE | #BLOCKED |  | 0 | #DIVIDE BY ZERO | 0 | 0 | 0 | #DIVIDE BY ZERO | #DIVIDE BY ZERO
3-量產 |  | 0 |  |  | A173.C.PON | Front-end module(FEM) | A452.C11 | [18 empty] | #DIVIDE BY ZERO |  | 0 | #DIVIDE BY ZERO | #UNPARSEABLE | #BLOCKED |  | 0 | #DIVIDE BY ZERO | 0 | 0 | 0 | #DIVIDE BY ZERO | #DIVIDE BY ZERO
5-報價 |  |  |  |  | A212.X | FM-S11-E Measurement System Switching Box -Frequency: 100M - 18GHz -RF Cables: up to 18GHz -Power measurement path -Interference path -Base station measurement path -CSE measurement path -Control: RJ45 | A452.C111 |  | 硬體成本10% |  |  |  | 1.5 | 0.3 | 1 | [7 empty] | 500M很差 建議從700M開始寫 動態延伸範圍放大器 | [14 empty] | #DIVIDE BY ZERO | #DIVIDE BY ZERO
|  | 0 | F |  | A452.PON | Interference | A452.D.PON | [18 empty] | #DIVIDE BY ZERO |  | 0 | #DIVIDE BY ZERO | #UNPARSEABLE | #BLOCKED |  | 0 | #DIVIDE BY ZERO | 0 | 0 | 0 | #DIVIDE BY ZERO | #DIVIDE BY ZERO
3-量產 |  | 0 | F |  | #UNPARSEABLE | CFMS-Cellular Positioner & Control System | A452.E | 2 | [17 empty] | #DIVIDE BY ZERO |  | 0 | #DIVIDE BY ZERO | #UNPARSEABLE | #BLOCKED |  | 0 | #DIVIDE BY ZERO | 0 | 0 | 0 | #DIVIDE BY ZERO | #DIVIDE BY ZERO
3-量產 |  | 5 | F |  | A452.PON | CFMS-Cellular Instruments & Equipments | A452.I.PON | [18 empty] | #DIVIDE BY ZERO |  | 0 | #DIVIDE BY ZERO | #UNPARSEABLE | #BLOCKED |  | 0 | #DIVIDE BY ZERO | 0 | 0 | 0 | #DIVIDE BY ZERO | #DIVIDE BY ZERO
3-量產 |  | 0 |  |  | A173.C.PON | Spectrum Analyzer | A452.I1 | [18 empty] | #DIVIDE BY ZERO |  | 0 | #DIVIDE BY ZERO | #UNPARSEABLE | #BLOCKED |  | 0 | #DIVIDE BY ZERO | 0 | 0 | 0 | #DIVIDE BY ZERO | #DIVIDE BY ZERO
5-報價 |  |  |  |  | A212.X | Anritsu MS2830A Signal Analyzer -Frequency: up to 43GHz | A452.I101 |  | 硬體成本10% |  |  |  | 1.5 | 0.3 | 1 | [7 empty] | 500M很差 建議從700M開始寫 動態延伸範圍放大器 | [14 empty] | #DIVIDE BY ZERO | #DIVIDE BY ZERO
3-量產 |  | 0 |  |  | A173.C.PON | Signal Generator | A452.I3 | [18 empty] | #DIVIDE BY ZERO |  | 0 | #DIVIDE BY ZERO | #UNPARSEABLE | #BLOCKED |  | 0 | #DIVIDE BY ZERO | 0 | 0 | 0 | #DIVIDE BY ZERO | #DIVIDE BY ZERO
5-報價 |  |  |  |  | A212.X | Anritsu MG3694C Synthesized Signal Generator -Frequency: up to 6GHz | A452.I301 |  | 硬體成本10% |  |  |  | 1.5 | 0.3 | 1 | [7 empty] | 500M很差 建議從700M開始寫 動態延伸範圍放大器 | [14 empty] | #DIVIDE BY ZERO | #DIVIDE BY ZERO
5-報價 |  |  |  |  | A212.X | Anritsu MG3710E Vector Signal Generator -Frequency: up to 6GHz | A452.I303 |  | 硬體成本10% |  |  |  | 1.5 | 0.3 | 1 | [7 empty] | 500M很差 建議從700M開始寫 動態延伸範圍放大器 | [14 empty] | #DIVIDE BY ZERO | #DIVIDE BY ZERO
3-量產 |  | 0 |  |  | A173.C.PON | Base station | A452.I5 | [18 empty] | #DIVIDE BY ZERO |  | 0 | #DIVIDE BY ZERO | #UNPARSEABLE | #BLOCKED |  | 0 | #DIVIDE BY ZERO | 0 | 0 | 0 | #DIVIDE BY ZERO | #DIVIDE BY ZERO
5-報價 |  |  |  |  | A212.X | Anritsu MT8820 Base station communication tester -GSM/GPRE/EGPRS signalling function -WCDMA signalling function -TD-LTE/FD-LTE signal function | A452.I501 |  | 硬體成本10% |  |  |  | 1.5 | 0.3 | 1 | [7 empty] | 500M很差 建議從700M開始寫 動態延伸範圍放大器 | [14 empty] | #DIVIDE BY ZERO | #DIVIDE BY ZERO
3-量產 |  | 0 |  |  | A173.C.PON | Network Analyzer | A452.I7 | [18 empty] | #DIVIDE BY ZERO |  | 0 | #DIVIDE BY ZERO | #UNPARSEABLE | #BLOCKED |  | 0 | #DIVIDE BY ZERO | 0 | 0 | 0 | #DIVIDE BY ZERO | #DIVIDE BY ZERO
5-報價 |  |  |  |  | A212.X | Anritsu MS46322B Vector network analyzer -Frequency: up to 43GHz | A452.I701 |  | 硬體成本10% |  |  |  | 1.5 | 0.3 | 1 | [7 empty] | 500M很差 建議從700M開始寫 動態延伸範圍放大器 | [14 empty] | #DIVIDE BY ZERO | #DIVIDE BY ZERO
3-量產 |  | 0 |  |  | A173.C.PON | Power Meter | A452.I9 | [18 empty] | #DIVIDE BY ZERO |  | 0 | #DIVIDE BY ZERO | #UNPARSEABLE | #BLOCKED |  | 0 | #DIVIDE BY ZERO | 0 | 0 | 0 | #DIVIDE BY ZERO | #DIVIDE BY ZERO
5-報價 |  |  |  |  | A212.X | Anritsu ML2495 Power meter -Frequency: up to 6GHz | A452.I901 |  | 硬體成本10% |  |  |  | 1.5 | 0.3 | 1 | [7 empty] | 500M很差 建議從700M開始寫 動態延伸範圍放大器 | [14 empty] | #DIVIDE BY ZERO | #DIVIDE BY ZERO
|  | 0 |  |  | #UNPARSEABLE | CFMS-Cellular Project management | A452.P | [18 empty] | #DIVIDE BY ZERO |  | 0 | #DIVIDE BY ZERO | #UNPARSEABLE | #BLOCKED |  | 0 | #DIVIDE BY ZERO | 0 | 0 | 0 | #DIVIDE BY ZERO | #DIVIDE BY ZERO
3-量產 |  | 0 | F |  | A452.PON | CFMS-Cellular Measurement Software | A452.S.PON | [18 empty] | #DIVIDE BY ZERO |  | 0 | #DIVIDE BY ZERO | #UNPARSEABLE | #BLOCKED |  | 0 | #DIVIDE BY ZERO | 0 | 0 | 0 | #DIVIDE BY ZERO | #DIVIDE BY ZERO
|  | 0 | F |  | #UNPARSEABLE | CFMS-Cellular Calibration Service | A452.T | 3 | T1: Shielding effective T2:Pathloss T3:Ripple testing T4: Repeatability | [16 empty] | #DIVIDE BY ZERO |  | 0 | #DIVIDE BY ZERO | #UNPARSEABLE | #BLOCKED |  | 0 | #DIVIDE BY ZERO | 0 | 0 | 0 | #DIVIDE BY ZERO | #DIVIDE BY ZERO
3-量產 |  | 0 | F |  | A452.PON | CFMS-Cellular Acceptance | A452.V.PON | [18 empty] | #DIVIDE BY ZERO |  | 0 | #DIVIDE BY ZERO | #UNPARSEABLE | #BLOCKED |  | 0 | #DIVIDE BY ZERO | 0 | 0 | 0 | #DIVIDE BY ZERO | #DIVIDE BY ZERO
3-量產 |  | 0 | F |  | A452.PON | CFMS-Cellular System Warranty | A452.W.PON | [18 empty] | #DIVIDE BY ZERO |  | 0 | #DIVIDE BY ZERO | #UNPARSEABLE | #BLOCKED |  | 0 | #DIVIDE BY ZERO | 0 | 0 | 0 | #DIVIDE BY ZERO | #DIVIDE BY ZERO
1-評估 |  | Y | F |  | A45 | CFMS - WiFi | A453.PON |  | A class 選配 |  |  | 1 | #UNPARSEABLE | #UNPARSEABLE | #BLOCKED |  |  |  | 0 | 式 |  |  | Q20332-Cambodia | #BLOCKED | #BLOCKED | #BLOCKED | 1300000 | #BLOCKED | #BLOCKED | #UNPARSEABLE | #BLOCKED | 60000 | #BLOCKED | #BLOCKED
|  | 0 | F |  | A453.PON | Spectrum Analyzer | A453.A.PON | [18 empty] | #DIVIDE BY ZERO |  | 0 | #DIVIDE BY ZERO | #UNPARSEABLE | #BLOCKED |  | 0 | #DIVIDE BY ZERO | 0 | 0 | 0 | #DIVIDE BY ZERO | #DIVIDE BY ZERO
|  | 0 | F |  | A453.PON | Interference | A453.C.PON | [18 empty] | #DIVIDE BY ZERO |  | 0 | #DIVIDE BY ZERO | #UNPARSEABLE | #BLOCKED |  | 0 | #DIVIDE BY ZERO | 0 | 0 | 0 | #DIVIDE BY ZERO | #DIVIDE BY ZERO
|  | 0 | F |  | A453.PON | Communication testeer | A453.D.PON | [18 empty] | #DIVIDE BY ZERO |  | 0 | #DIVIDE BY ZERO | #UNPARSEABLE | #BLOCKED |  | 0 | #DIVIDE BY ZERO | 0 | 0 | 0 | #DIVIDE BY ZERO | #DIVIDE BY ZERO
|  | 0 | F |  | A453.PON | RF system | A453.G.PON | [18 empty] | #DIVIDE BY ZERO |  | 0 | #DIVIDE BY ZERO | #UNPARSEABLE | #BLOCKED |  | 0 | #DIVIDE BY ZERO | 0 | 0 | 0 | #DIVIDE BY ZERO | #DIVIDE BY ZERO
|  | 0 | F |  | A453.PON | Switching box | A453.S.PON | [18 empty] | #DIVIDE BY ZERO |  | 0 | #DIVIDE BY ZERO | #UNPARSEABLE | #BLOCKED |  | 0 | #DIVIDE BY ZERO | 0 | 0 | 0 | #DIVIDE BY ZERO | #DIVIDE BY ZERO
|  | 0 | F |  | A453.PON | Software | A453.M.PON | [18 empty] | #DIVIDE BY ZERO |  | 0 | #DIVIDE BY ZERO | #UNPARSEABLE | #BLOCKED |  | 0 | #DIVIDE BY ZERO | 0 | 0 | 0 | #DIVIDE BY ZERO | #DIVIDE BY ZERO
|  | 0 | F |  | A453.PON | Accessories | A453.V.PON | [18 empty] | #DIVIDE BY ZERO |  | 0 | #DIVIDE BY ZERO | #UNPARSEABLE | #BLOCKED |  | 0 | #DIVIDE BY ZERO | 0 | 0 | 0 | #DIVIDE BY ZERO | #DIVIDE BY ZERO
|  | 0 | F |  | A453.PON | Warranty | A453.W.PON | [18 empty] | #DIVIDE BY ZERO |  | 0 | #DIVIDE BY ZERO | #UNPARSEABLE | #BLOCKED |  | 0 | #DIVIDE BY ZERO | 0 | 0 | 0 | #DIVIDE BY ZERO | #DIVIDE BY ZERO
0-未開 | 1 | 1 |  |  | A4 | PCBP - PCB plus | A44 |  | 濾波器模組 |  |  | 1 | [6 empty] | 0 | 式 | 0% | 0% | 1/30前完成資料
[5 empty] | #UNPARSEABLE | Qualcomm | A441
0-未開 | 1 | 1 |  |  | A4 | ATMT- | A46 |  | 其他 |  |  | 1 | [6 empty] | 0 | 式 | 0% | 0%
[5 empty] | A42 | EMCP-AM Automotive | A428.PON | [15 empty] | Q20332-Cambodia
|  | 0 | F |  | A421.PON | Accessories | A421.V.PON | [18 empty] | #DIVIDE BY ZERO |  | 0 | #DIVIDE BY ZERO | #UNPARSEABLE | #BLOCKED |  | 0 | #DIVIDE BY ZERO | 0 | 0 | 0 | #DIVIDE BY ZERO | #DIVIDE BY ZERO
|  | 0 | F |  | A421.PON | Warranty | A421.W.PON | [18 empty] | #DIVIDE BY ZERO |  | 0 | #DIVIDE BY ZERO | #UNPARSEABLE | #BLOCKED |  | 0 | #DIVIDE BY ZERO | 0 | 0 | 0 | #DIVIDE BY ZERO | #DIVIDE BY ZERO
0-未開 | 1 | 1 |  |  | A4 | MPMS-Mass production measurement system | A48 |  | 其他 |  |  | 1 | [6 empty] | 0 | 式 | 0% | 0%
0-未開 | [5 empty] | A5-Products of Atenlab Service (Lilyy)(OK)(SS)(Shipping) | A5
1-評估 | 1 | 2 | 2 |  | A5 | System Warranty Contract Service(Contract & Free charge) | A51 |  |  |  |  | 1 | [6 empty] | 0 | 式
1-評估 |  | Y | F |  | A11 | A-Care Warranty Service | A511 | 1 |  |  |  | 1 | [6 empty] | 0 | 式 | [5 empty] | #DIVIDE BY ZERO | 1300000 | 1300000 | 100% | #UNPARSEABLE | #BLOCKED | 60000 | 60000 | 100%
1-評估 |  | 0 | F |  | A11 | Ｒ-Care Warranty Service | A515 | 1 |  |  |  | 1 | [6 empty] | 0 | 式 | [5 empty] | #DIVIDE BY ZERO | 4200000 | 4200000 | 100% | #UNPARSEABLE | #BLOCKED | 140000 | 140000 | 100% | 0 | 0 | 0 | #DIVIDE BY ZERO | #DIVIDE BY ZERO
1-評估 |  | 0 |  |  | A11 | E-Care Warranty Service | A516 | 1 |  |  |  | 1 | [6 empty] | 0 | 式 | [5 empty] | #DIVIDE BY ZERO | 5000000 | 5000000 | 100% | #UNPARSEABLE | #BLOCKED | 170000 | 170000 | 100% | 0 | 0 | 0 | #DIVIDE BY ZERO | #DIVIDE BY ZERO
1-評估 |  | 0 |  |  | A11 | M-Care Warranty Service | A517 | 1 |  |  |  | 1 | [6 empty] | 0 | 式 | [5 empty] | #DIVIDE BY ZERO | 2400000 | 2400000 | 100% | #UNPARSEABLE | #BLOCKED | 90000 | 90000 | 100%
1-評估 | 1 | 2 | 2 |  | A5 | Hardware Warranty contract and repair Service (Contract & Free charge) | A52 |  | 多天線量測系統 多探頭、MIMO、600M-10GHz, 50cm最大) |  |  | 1 | [6 empty] | 0 | 式
1-評估 |  | 0 |  |  | A11 | SE-Shielding Enclosure Collection | A521 | 1 |  |  |  | 1 | [6 empty] | 0 | 式 | [5 empty] | #DIVIDE BY ZERO | 5000000 | 5000000 | 100% | #UNPARSEABLE | #BLOCKED | 170000 | 170000 | 100% | 0 | 0 | 0 | #DIVIDE BY ZERO | #DIVIDE BY ZERO
1-評估 |  | 0 |  |  | A11 | AB-Absorber | A522 | 1 |  |  |  | 1 | [6 empty] | 0 | 式 | [5 empty] | #DIVIDE BY ZERO | 5000000 | 5000000 | 100% | #UNPARSEABLE | #BLOCKED | 170000 | 170000 | 100% | 0 | 0 | 0 | #DIVIDE BY ZERO | #DIVIDE BY ZERO
1-評估 |  | 0 |  |  | A11 | AT-Antenna(Included accessories) | A523 | 1 |  |  |  | 1 | [6 empty] | 0 | 式 | [5 empty] | #DIVIDE BY ZERO | 5000000 | 5000000 | 100% | #UNPARSEABLE | #BLOCKED | 170000 | 170000 | 100% | 0 | 0 | 0 | #DIVIDE BY ZERO | #DIVIDE BY ZERO
1-評估 |  | 0 |  |  | A11 | FM-Front-end Module | A524 | 1 |  |  |  | 1 | [6 empty] | 0 | 式 | [5 empty] | #DIVIDE BY ZERO | 5000000 | 5000000 | 100% | #UNPARSEABLE | #BLOCKED | 170000 | 170000 | 100% | 0 | 0 | 0 | #DIVIDE BY ZERO | #DIVIDE BY ZERO
1-評估 |  | 0 |  |  | A11 | PC-Passive component | A525 | 1 |  |  |  | 1 | [6 empty] | 0 | 式 | [5 empty] | #DIVIDE BY ZERO | 5000000 | 5000000 | 100% | #UNPARSEABLE | #BLOCKED | 170000 | 170000 | 100% | 0 | 0 | 0 | #DIVIDE BY ZERO | #DIVIDE BY ZERO
1-評估 |  | 0 |  |  | A11 | WG- Waveguide | A526 | 1 |  |  |  | 1 | [6 empty] | 0 | 式 | [5 empty] | #DIVIDE BY ZERO | 5000000 | 5000000 | 100% | #UNPARSEABLE | #BLOCKED | 170000 | 170000 | 100% | 0 | 0 | 0 | #DIVIDE BY ZERO | #DIVIDE BY ZERO
1-評估 | 1 | 2 | 2 |  | A5 | Software Service | A53 |  |  |  |  | 1 | [6 empty] | 0 | 式
1-評估 |  | Y | F |  | A11 | OTA | A531 | 1 |  |  |  | 1 | [6 empty] | 0 | 式 | [5 empty] | #DIVIDE BY ZERO | 1300000 | 1300000 | 100% | #UNPARSEABLE | #BLOCKED | 60000 | 60000 | 100%
1-評估 |  | 0 | F |  | A11 | Tput | A533 | 1 |  |  |  | 1 | [6 empty] | 0 | 式 | [5 empty] | #DIVIDE BY ZERO | 4200000 | 4200000 | 100% | #UNPARSEABLE | #BLOCKED | 140000 | 140000 | 100% | 0 | 0 | 0 | #DIVIDE BY ZERO | #DIVIDE BY ZERO
1-評估 |  | 0 |  |  | A11 | Regulation | A535 | 1 |  |  |  | 1 | [6 empty] | 0 | 式 | [5 empty] | #DIVIDE BY ZERO | 5000000 | 5000000 | 100% | #UNPARSEABLE | #BLOCKED | 170000 | 170000 | 100% | 0 | 0 | 0 | #DIVIDE BY ZERO | #DIVIDE BY ZERO
1-評估 |  | 0 |  |  | A11 | High Speed | A536 | 1 |  |  |  | 1 | [6 empty] | 0 | 式 | [5 empty] | #DIVIDE BY ZERO | 2400000 | 2400000 | 100% | #UNPARSEABLE | #BLOCKED | 90000 | 90000 | 100%
1-評估 |  | 0 | F |  | A11 | Others Warranty (AE, AT, AB) | A539 | 1 |  |  |  | 1 | [6 empty] | 0 | 式 | [5 empty] | #DIVIDE BY ZERO | 4200000 | 4200000 | 100% | #UNPARSEABLE | #BLOCKED | 140000 | 140000 | 100% | 0 | 0 | 0 | #DIVIDE BY ZERO | #DIVIDE BY ZERO
0-未開 | 1 | 2 | 2 |  | A5 | Discount | A54 | 1 | 多天線量測系統 多探頭、MIMO、600M-10GHz, 50cm最大) |  |  | 1 | [6 empty] | 0 | 式
1-評估 |  | Y | F |  | A11 | System Discount | A541 | 2 |  |  |  | 1 | [6 empty] | 0 | 式 | [5 empty] | #DIVIDE BY ZERO | 1300000 | 1300000 | 100% | #UNPARSEABLE | #BLOCKED | 60000 | 60000 | 100%
1-評估 |  | 0 | F |  | A11 | Hardware Discount | A542 | 2 |  |  |  | 1 | [6 empty] | 0 | 式 | [5 empty] | #DIVIDE BY ZERO | 4200000 | 4200000 | 100% | #UNPARSEABLE | #BLOCKED | 140000 | 140000 | 100% | 0 | 0 | 0 | #DIVIDE BY ZERO | #DIVIDE BY ZERO
1-評估 |  | 0 |  |  | A11 | Software Discount | A543 | 2 |  |  |  | 1 | [6 empty] | 0 | 式 | [5 empty] | #DIVIDE BY ZERO | 5000000 | 5000000 | 100% | #UNPARSEABLE | #BLOCKED | 170000 | 170000 | 100% | 0 | 0 | 0 | #DIVIDE BY ZERO | #DIVIDE BY ZERO
1-評估 |  | 0 |  |  | A11 | Solution Discount | A544 | 2 |  |  |  | 1 | [6 empty] | 0 | 式 | [5 empty] | #DIVIDE BY ZERO | 2400000 | 2400000 | 100% | #UNPARSEABLE | #BLOCKED | 90000 | 90000 | 100%
1-評估 |  | Y | F |  | A11 | Service Discount | A545 | 2 |  |  |  | 1 | [6 empty] | 0 | 式 | [5 empty] | #DIVIDE BY ZERO | 1300000 | 1300000 | 100% | #UNPARSEABLE | #BLOCKED | 60000 | 60000 | 100%
1-評估 |  | Y | F |  | A11 | Maintenance Contract ?Free of Charge | A546 | 2 |  |  |  | 1 | [6 empty] | 0 | 式 | [5 empty] | #DIVIDE BY ZERO | 1300000 | 1300000 | 100% | #UNPARSEABLE | #BLOCKED | 60000 | 60000 | 100%
1-評估 |  | 0 | F |  | A11 | Agent Discount | A548 | 2 |  |  |  | 1 | [6 empty] | 0 | 式 | [5 empty] | #DIVIDE BY ZERO | 4200000 | 4200000 | 100% | #UNPARSEABLE | #BLOCKED | 140000 | 140000 | 100% | 0 | 0 | 0 | #DIVIDE BY ZERO | #DIVIDE BY ZERO
1-評估 |  | 0 |  |  | A11 | Others Discount | A549 | 2 |  |  |  | 1 | [6 empty] | 0 | 式 | [5 empty] | #DIVIDE BY ZERO | 5000000 | 5000000 | 100% | #UNPARSEABLE | #BLOCKED | 170000 | 170000 | 100% | 0 | 0 | 0 | #DIVIDE BY ZERO | #DIVIDE BY ZERO
1-評估 | 1 | 4 |  |  | A7 | Construction Service | A55 |  |  |  |  | 1 | [6 empty] | 0 | 式 |  |  | 1. 準備文件8/30 2. 網站上線9/30 3. 開始拜訪台灣/中國/東南亞/美國12/31
1-評估 |  | 0 |  |  | A11 | System Relocation Service | A551 | 1 |  |  |  | 1 | [6 empty] | 0 | 式 | [5 empty] | #DIVIDE BY ZERO | 5000000 | 5000000 | 100% | #UNPARSEABLE | #BLOCKED | 170000 | 170000 | 100% | 0 | 0 | 0 | #DIVIDE BY ZERO | #DIVIDE BY ZERO
1-評估 |  | 0 |  |  | A11 | Hardware Relocation Service | A552 | 1 |  |  |  | 1 | [6 empty] | 0 | 式 | [5 empty] | #DIVIDE BY ZERO | 2400000 | 2400000 | 100% | #UNPARSEABLE | #BLOCKED | 90000 | 90000 | 100%
1-評估 |  | 0 |  |  | A11 | Installation Modify | A553 | 1 |  |  |  | 1 | [6 empty] | 0 | 式 | [5 empty] | #DIVIDE BY ZERO | 2400000 | 2400000 | 100% | #UNPARSEABLE | #BLOCKED | 90000 | 90000 | 100%
1-評估 |  | 1 |  |  | A11 | Remove Service | A554 | 1 |  |  |  | 1 | [6 empty] | 0 | 式 | [5 empty] | #DIVIDE BY ZERO | 2400000 | 2400000 | 100% | #UNPARSEABLE | #BLOCKED | 90000 | 90000 | 100%
3-量產 |  | 3 | F |  | #UNPARSEABLE | EMCP-Acceptance | A554. | 3 | [17 empty] | #DIVIDE BY ZERO |  | 0 | #DIVIDE BY ZERO | #UNPARSEABLE | #BLOCKED |  | 0 | #DIVIDE BY ZERO | 0 | 0 | 0 | #DIVIDE BY ZERO | #DIVIDE BY ZERO
3-量產 |  | 0 | R |  | A116.V | Hardware item check | A421.V01 | [18 empty] | #DIVIDE BY ZERO |  | 0 | #DIVIDE BY ZERO | #UNPARSEABLE | #BLOCKED |  | 0 | #DIVIDE BY ZERO | 0 | 0 | 0 | #DIVIDE BY ZERO | #DIVIDE BY ZERO
3-量產 |  | 0 | R |  | A116.V | Shielding effective | A421.V11 | [18 empty] | #DIVIDE BY ZERO |  | 0 | #DIVIDE BY ZERO | #UNPARSEABLE | #BLOCKED |  | 0 | #DIVIDE BY ZERO | 0 | 0 | 0 | #DIVIDE BY ZERO | #DIVIDE BY ZERO
3-量產 |  | 1 | R |  | A116.V | RE Site Performance | A421.V21 | [18 empty] | #DIVIDE BY ZERO |  | 0 | #DIVIDE BY ZERO | #UNPARSEABLE | #BLOCKED |  | 0 | #DIVIDE BY ZERO | 0 | 0 | 0 | #DIVIDE BY ZERO | #DIVIDE BY ZERO
1-評估 |  | 0 |  |  | A116.V | RE SAC Site Performance Test (standard test zone) Local Operate the testing by 3rd party Normalization Standard Attenuation Testing (NSA) -Frequency: 30M - 1GHz -Testing distance: 3m -Testing Zone: 1.5m -NSA performance: ± 3.5dB -According the testing standard CISPR16-1-4 procedure Site VSWR Testing (SVSWR) -Frequency: 1G - 18GHz -Testing distance: 3m -Testing Zone: 1.5m -Site VSWR performance: ≦ 5.5 dB -According the testing standard CISPR16-1-4 procedure -The buyer need to prepare receive antenna | A421.V210 | [6 empty] | 500 | [9 empty] | 500 |  | #DIVIDE BY ZERO |  | -500 | #DIVIDE BY ZERO | #UNPARSEABLE | #BLOCKED |  | -16.6667 | #DIVIDE BY ZERO | 0 | 0 | 0 | #DIVIDE BY ZERO | #DIVIDE BY ZERO
1-評估 |  | 0 |  |  | A11 | Inspection | A555 | 1 |  |  |  | 1 | [6 empty] | 0 | 式 | [5 empty] | #DIVIDE BY ZERO | 2400000 | 2400000 | 100% | #UNPARSEABLE | #BLOCKED | 90000 | 90000 | 100%
[6 empty] | Warranty System Maintenance Service | A551 | 1
[6 empty] | Relocation Service(Old) | A533 | 1
5-報價 |  | 2 | F |  | A116.PONN | Measurement system movement | A533.A | 2 |  |  |  |  | 3000 | 1800 | [9 empty] | 1800 | 3000 | 100% |  | -1800 | #DIVIDE BY ZERO | #UNPARSEABLE | #BLOCKED |  | -60 | #DIVIDE BY ZERO | 0 | 0 | 0 | #DIVIDE BY ZERO | #DIVIDE BY ZERO
3-量產 |  | 1 | R |  | A116.A | A6 OTA Measurement System hardware movement | A755.A16 | [18 empty] | #DIVIDE BY ZERO |  | 0 | #DIVIDE BY ZERO | #UNPARSEABLE | #BLOCKED |  | 0 | #DIVIDE BY ZERO | 0 | 0 | 0 | #DIVIDE BY ZERO | #DIVIDE BY ZERO
5-報價 |  | 0 | A1 |  | A116.A01 | A6 OTA Measurement System hardware movement -Outside Dimension: L6.4 x W3.2 x H3.4m +/-5cm -Anechoic chamber disassemble and rebuild -Absorber disassemble and rebuild -Move to agreed location | A755.A161 |  | #UNPARSEABLE |  |  | #UNPARSEABLE | #UNPARSEABLE | #UNPARSEABLE | #UNPARSEABLE | [7 empty] | #UNPARSEABLE | #BLOCKED | #BLOCKED | #BLOCKED |  | #BLOCKED | #BLOCKED | #UNPARSEABLE | #BLOCKED |  | #BLOCKED | #BLOCKED | 0 | 0 | 0 | #DIVIDE BY ZERO | #DIVIDE BY ZERO
3-量產 |  | 1 | R |  | A116.A | A8 OTA Measurement System hardware movement | A755.A18 | [18 empty] | #DIVIDE BY ZERO |  | 0 | #DIVIDE BY ZERO | #UNPARSEABLE | #BLOCKED |  | 0 | #DIVIDE BY ZERO | 0 | 0 | 0 | #DIVIDE BY ZERO | #DIVIDE BY ZERO
5-報價 |  | 0 | A1 |  | A116.A01 | A6 OTA Measurement System hardware movement -Outside Dimension: L7.5 x W3.6 x H3.4m +/-5cm -Anechoic chamber disassemble and rebuild -Absorber disassemble and rebuild -Move to agreed location | A755.A181 |  | #UNPARSEABLE |  |  | #UNPARSEABLE | #UNPARSEABLE | #UNPARSEABLE | #UNPARSEABLE | [7 empty] | #UNPARSEABLE | #BLOCKED | #BLOCKED | #BLOCKED |  | #BLOCKED | #BLOCKED | #UNPARSEABLE | #BLOCKED |  | #BLOCKED | #BLOCKED | 0 | 0 | 0 | #DIVIDE BY ZERO | #DIVIDE BY ZERO
5-報價 |  | 5 | F |  | A116.PONN | System movement acceptance | A533.V | 2 |  |  |  |  | 3000 | 1800 | [9 empty] | 1800 | 3000 | 100% |  | -1800 | #DIVIDE BY ZERO | #UNPARSEABLE | #BLOCKED |  | -60 | #DIVIDE BY ZERO | 0 | 0 | 0 | #DIVIDE BY ZERO | #DIVIDE BY ZERO
3-量產 |  | 1 | R |  | A116.V | Hardware item check | A755.V01 | [18 empty] | #DIVIDE BY ZERO |  | 0 | #DIVIDE BY ZERO | #UNPARSEABLE | #BLOCKED |  | 0 | #DIVIDE BY ZERO | 0 | 0 | 0 | #DIVIDE BY ZERO | #DIVIDE BY ZERO
5-報價 |  | 0 | A |  | A116.V01 | System Hardware Item Check -Anechoic Chamber System -RF Measurement System -Positioner & Control system | A754.V010 | 3 |  |  |  |  | 10 | [11 empty] | 10 | 100% |  | 0 | #DIVIDE BY ZERO | #UNPARSEABLE | #BLOCKED |  | 0 | #DIVIDE BY ZERO | 0 | 0 | 0 | #DIVIDE BY ZERO | #DIVIDE BY ZERO
3-量產 |  | 1 | R |  | A116.V | Shielding Effective | A755.V11 | [18 empty] | #DIVIDE BY ZERO |  | 0 | #DIVIDE BY ZERO | #UNPARSEABLE | #BLOCKED |  | 0 | #DIVIDE BY ZERO | 0 | 0 | 0 | #DIVIDE BY ZERO | #DIVIDE BY ZERO
5-報價 |  | 0 | A |  | A116.V11 | Shielding Effective -Frequency: 0.7G - 6GHz -Isolation requirement: value must better than before -Test Frequency: 0.7G/1.5G/2.4G/6G -Operate the testing by Atenlab -According EN50147-1 standard | A754.V110 | [5 empty] | 10 | [11 empty] | 10 | 100% |  | 0 | #DIVIDE BY ZERO | #UNPARSEABLE | #BLOCKED |  | 0 | #DIVIDE BY ZERO | 0 | 0 | 0 | #DIVIDE BY ZERO | #DIVIDE BY ZERO
3-量產 |  | 3 | R |  | A116.V | Path Loss Calibration | A755.V21 |  | by Measurement Antenna | [16 empty] | #DIVIDE BY ZERO |  | 0 | #DIVIDE BY ZERO | #UNPARSEABLE | #BLOCKED |  | 0 | #DIVIDE BY ZERO | 0 | 0 | 0 | #DIVIDE BY ZERO | #DIVIDE BY ZERO
5-報價 |  | 0 | A |  | A116.V21 | Path Loss Calibration -Passive mode -Frequency: 0.7G - 6GHz -Calibration Antenna: Horn Antenna -According CTIA standard for range loss calibration | A754.V210 | [5 empty] | 10 | [11 empty] | 10 | 100% |  | 0 | #DIVIDE BY ZERO | #UNPARSEABLE | #BLOCKED |  | 0 | #DIVIDE BY ZERO | 0 | 0 | 0 | #DIVIDE BY ZERO | #DIVIDE BY ZERO
3-量產 |  | 0 | A |  | A116.V21 | Path Loss Calibration -Passive / Active mode -Frequency: 0.68 - 8GHz -Calibration Antenna: Horn Antenna -According CTIA standard for range loss calibration | A116.V211 | [5 empty] | 10 | [9 empty] | P21107 建漢 |  | 10 | 100% |  | 0 | #DIVIDE BY ZERO | #UNPARSEABLE | #BLOCKED |  | 0 | #DIVIDE BY ZERO | 0 | 0 | 0 | #DIVIDE BY ZERO | #DIVIDE BY ZERO
3-量產 |  | 0 | A |  | A116.V21 | Path Loss Calibration -Throughput Model -Frequency: 2.2G - 2.6GHz / 5G - 7.12GHz -Calibration Antenna: Horn Antenna -According CTIA standard for range loss calibration | A116.V212 | [5 empty] | 10 | [9 empty] | 21123 光寶(僅值確認) |  | 10 | 100% |  | 0 | #DIVIDE BY ZERO | #UNPARSEABLE | #BLOCKED |  | 0 | #DIVIDE BY ZERO | 0 | 0 | 0 | #DIVIDE BY ZERO | #DIVIDE BY ZERO
3-量產 |  | 1 | R |  | A116.V | Ripple Testing | A755.V31 |  | by Measurement Antenna | [16 empty] | #DIVIDE BY ZERO |  | 0 | #DIVIDE BY ZERO | #UNPARSEABLE | #BLOCKED |  | 0 | #DIVIDE BY ZERO | 0 | 0 | 0 | #DIVIDE BY ZERO | #DIVIDE BY ZERO
3-量產 |  | 0 | A |  | A116.V31 | Ripple testing -Calibration Antenna: Sleeve diple -Frequency: 0.8/1.8/2.4/5GHz -Method: Theta 7 points, Phi 6 points -Quiet Zoon: 30cm -Requirement : SD<1.0 -According CTIA standard for Ripple testing | A755.V310 | [15 empty] | P21107 建漢 |  |  | #DIVIDE BY ZERO |  | 0 | #DIVIDE BY ZERO | #UNPARSEABLE | #BLOCKED |  | 0 | #DIVIDE BY ZERO | 0 | 0 | 0 | #DIVIDE BY ZERO | #DIVIDE BY ZERO
3-量產 |  | 3 | R |  | A116.V | Reliability testing | A755.V41 | [18 empty] | #DIVIDE BY ZERO |  | 0 | #DIVIDE BY ZERO | #UNPARSEABLE | #BLOCKED |  | 0 | #DIVIDE BY ZERO | 0 | 0 | 0 | #DIVIDE BY ZERO | #DIVIDE BY ZERO
3-量產 |  | 0 |  |  |  | Reliability Testing -Passive mode -Use passive golden sample perform 3D test in 10 times, check antenna efficiency result less than 10% in standard deviation. | A755.V410 | [5 empty] | 10 | [11 empty] | 10 | 100% |  | 0 | #DIVIDE BY ZERO | #UNPARSEABLE | #BLOCKED |  | 0 | #DIVIDE BY ZERO | 0 | 0 | 0 | #DIVIDE BY ZERO | #DIVIDE BY ZERO
3-量產 |  | 0 |  |  |  | Reliability Testing -Passive mode -Use passive golden sample perform 3D test in 10 times, check antenna efficiency result less than 10% in standard deviation. -The golden sample test report from Sporton | A755.V411 | [5 empty] | 10 | [11 empty] | 10 | 100% |  | 0 | #DIVIDE BY ZERO | #UNPARSEABLE | #BLOCKED |  | 0 | #DIVIDE BY ZERO | 0 | 0 | 0 | #DIVIDE BY ZERO | #DIVIDE BY ZERO
3-量產 |  | 0 | A |  | A116.V41 | Reliability Testing -Passive / Active mode -Use passive golden sample perform 3D test in 10 times, check antenna efficiency result less than 10% in standard deviation. | A755.V420 | [5 empty] | 10 | [9 empty] | P21107 建漢 |  | 10 | 100% |  | 0 | #DIVIDE BY ZERO | #UNPARSEABLE | #BLOCKED |  | 0 | #DIVIDE BY ZERO | 0 | 0 | 0 | #DIVIDE BY ZERO | #DIVIDE BY ZERO
5-報價 |  | 1 | F |  | A116.PONN | System movement warranty | A533.W | 2 | [5 empty] | 200 | [9 empty] | 200 |  | #DIVIDE BY ZERO |  | -200 | #DIVIDE BY ZERO | #UNPARSEABLE | #BLOCKED |  | -6.6667 | #DIVIDE BY ZERO | 0 | 0 | 0 | #DIVIDE BY ZERO | #DIVIDE BY ZERO
5-報價 |  | 1 | N |  | A116.V | System movement 1 year warranty | A755.W01 |  | 免費 | [16 empty] | #DIVIDE BY ZERO |  | 0 | #DIVIDE BY ZERO | #UNPARSEABLE | #BLOCKED |  | 0 | #DIVIDE BY ZERO | 0 | 0 | 0 | #DIVIDE BY ZERO | #DIVIDE BY ZERO
5-報價 |  | 0 | A |  | A116.W05 | System movement 1 year warranty (Standard) -Software upgrade -Hardware coverage in case of natural damage | A754.W010 | 3 |  |  |  | 1 | 0 | 0 | 0 | [8 empty] | 0 | 0 | #DIVIDE BY ZERO |  | 0 | #DIVIDE BY ZERO | #UNPARSEABLE | #BLOCKED |  | 0 | #DIVIDE BY ZERO | 0 | 0 | 0 | #DIVIDE BY ZERO | #DIVIDE BY ZERO
[6 empty] | Hardware | A552 | 1
[6 empty] | Software | A553 | 1
[6 empty] | Warranty Expired Maintenance Service | A555 | 1
|  |  | R/M |  | #UNPARSEABLE | Anechoic Chamber | A555.A | 2 | [7 empty] | #DIVIDE BY ZERO | #DIVIDE BY ZERO
|  | Y | F |  | A11 | RF Hardware | A555.C | 2 |  |  |  | 1 | [6 empty] | 0 | 式 | [5 empty] | #DIVIDE BY ZERO | 1300000 | 1300000 | 100% | #UNPARSEABLE | #BLOCKED | 60000 | 60000 | 100%
|  | Y | F |  | A11 | Positioner | A555.E | 2 |  |  |  | 1 | [6 empty] | 0 | 式 | [5 empty] | #DIVIDE BY ZERO | 1300000 | 1300000 | 100% | #UNPARSEABLE | #BLOCKED | 60000 | 60000 | 100%
|  |  | R/M |  | #UNPARSEABLE | Inspection Fee | A555.L0 | 2 | [7 empty] | #DIVIDE BY ZERO | #DIVIDE BY ZERO
|  | 1 | R |  | A116.A | On-line | A555.L00 | [18 empty] | #DIVIDE BY ZERO |  | 0 | #DIVIDE BY ZERO | #UNPARSEABLE | #BLOCKED |  | 0 | #DIVIDE BY ZERO | 0 | 0 | 0 | #DIVIDE BY ZERO | #DIVIDE BY ZERO
|  | 0 | A1 |  | A116.A01 | System Inspection | A555.L001 |  | #UNPARSEABLE |  |  | #UNPARSEABLE | #UNPARSEABLE | #UNPARSEABLE | #UNPARSEABLE | [7 empty] | #UNPARSEABLE | #BLOCKED | #BLOCKED | #BLOCKED |  | #BLOCKED | #BLOCKED | #UNPARSEABLE | #BLOCKED |  | #BLOCKED | #BLOCKED | 0 | 0 | 0 | #DIVIDE BY ZERO | #DIVIDE BY ZERO
|  | 1 | R |  | A116.A | 新竹以北 | A555.L01 | [18 empty] | #DIVIDE BY ZERO |  | 0 | #DIVIDE BY ZERO | #UNPARSEABLE | #BLOCKED |  | 0 | #DIVIDE BY ZERO | 0 | 0 | 0 | #DIVIDE BY ZERO | #DIVIDE BY ZERO
|  | 0 | A1 |  | A116.A01 | System Inspection | A555.L011 |  | #UNPARSEABLE |  |  | #UNPARSEABLE | #UNPARSEABLE | #UNPARSEABLE | #UNPARSEABLE | [7 empty] | #UNPARSEABLE | #BLOCKED | #BLOCKED | #BLOCKED |  | #BLOCKED | #BLOCKED | #UNPARSEABLE | #BLOCKED |  | #BLOCKED | #BLOCKED | 0 | 0 | 0 | #DIVIDE BY ZERO | #DIVIDE BY ZERO
|  | 1 | R |  | A116.A | 台中 | A555.L02 | [18 empty] | #DIVIDE BY ZERO |  | 0 | #DIVIDE BY ZERO | #UNPARSEABLE | #BLOCKED |  | 0 | #DIVIDE BY ZERO | 0 | 0 | 0 | #DIVIDE BY ZERO | #DIVIDE BY ZERO
|  | 0 | A1 |  | A116.A01 | System Inspection | A555.L021 |  | #UNPARSEABLE |  |  | #UNPARSEABLE | #UNPARSEABLE | #UNPARSEABLE | #UNPARSEABLE | [7 empty] | #UNPARSEABLE | #BLOCKED | #BLOCKED | #BLOCKED |  | #BLOCKED | #BLOCKED | #UNPARSEABLE | #BLOCKED |  | #BLOCKED | #BLOCKED | 0 | 0 | 0 | #DIVIDE BY ZERO | #DIVIDE BY ZERO
|  | 1 | R |  | A116.A | 高雄 | A555.L03 | [18 empty] | #DIVIDE BY ZERO |  | 0 | #DIVIDE BY ZERO | #UNPARSEABLE | #BLOCKED |  | 0 | #DIVIDE BY ZERO | 0 | 0 | 0 | #DIVIDE BY ZERO | #DIVIDE BY ZERO
|  | 0 | A1 |  | A116.A01 | System Inspection | A555.L031 |  | #UNPARSEABLE |  |  | #UNPARSEABLE | #UNPARSEABLE | #UNPARSEABLE | #UNPARSEABLE | [7 empty] | #UNPARSEABLE | #BLOCKED | #BLOCKED | #BLOCKED |  | #BLOCKED | #BLOCKED | #UNPARSEABLE | #BLOCKED |  | #BLOCKED | #BLOCKED | 0 | 0 | 0 | #DIVIDE BY ZERO | #DIVIDE BY ZERO
|  | 1 | R |  | A116.A | China | A555.L05 | [18 empty] | #DIVIDE BY ZERO |  | 0 | #DIVIDE BY ZERO | #UNPARSEABLE | #BLOCKED |  | 0 | #DIVIDE BY ZERO | 0 | 0 | 0 | #DIVIDE BY ZERO | #DIVIDE BY ZERO
|  | 0 | A1 |  | A116.A01 | System Inspection | A555.L051 |  | #UNPARSEABLE |  |  | #UNPARSEABLE | #UNPARSEABLE | #UNPARSEABLE | #UNPARSEABLE | [7 empty] | #UNPARSEABLE | #BLOCKED | #BLOCKED | #BLOCKED |  | #BLOCKED | #BLOCKED | #UNPARSEABLE | #BLOCKED |  | #BLOCKED | #BLOCKED | 0 | 0 | 0 | #DIVIDE BY ZERO | #DIVIDE BY ZERO
|  | 1 | R |  | A116.A | Asia | A555.L06 | [18 empty] | #DIVIDE BY ZERO |  | 0 | #DIVIDE BY ZERO | #UNPARSEABLE | #BLOCKED |  | 0 | #DIVIDE BY ZERO | 0 | 0 | 0 | #DIVIDE BY ZERO | #DIVIDE BY ZERO
|  | 0 | A1 |  | A116.A01 | System Inspection | A555.L061 |  | #UNPARSEABLE |  |  | #UNPARSEABLE | #UNPARSEABLE | #UNPARSEABLE | #UNPARSEABLE | [7 empty] | #UNPARSEABLE | #BLOCKED | #BLOCKED | #BLOCKED |  | #BLOCKED | #BLOCKED | #UNPARSEABLE | #BLOCKED |  | #BLOCKED | #BLOCKED | 0 | 0 | 0 | #DIVIDE BY ZERO | #DIVIDE BY ZERO
|  | 1 | R |  | A116.A | America | A555.L07 | [18 empty] | #DIVIDE BY ZERO |  | 0 | #DIVIDE BY ZERO | #UNPARSEABLE | #BLOCKED |  | 0 | #DIVIDE BY ZERO | 0 | 0 | 0 | #DIVIDE BY ZERO | #DIVIDE BY ZERO
|  | 0 | A1 |  | A116.A01 | System Inspection | A555.L071 |  | #UNPARSEABLE |  |  | #UNPARSEABLE | #UNPARSEABLE | #UNPARSEABLE | #UNPARSEABLE | [7 empty] | #UNPARSEABLE | #BLOCKED | #BLOCKED | #BLOCKED |  | #BLOCKED | #BLOCKED | #UNPARSEABLE | #BLOCKED |  | #BLOCKED | #BLOCKED | 0 | 0 | 0 | #DIVIDE BY ZERO | #DIVIDE BY ZERO
|  | 1 | R |  | A116.A | Europin | A555.L08 | [18 empty] | #DIVIDE BY ZERO |  | 0 | #DIVIDE BY ZERO | #UNPARSEABLE | #BLOCKED |  | 0 | #DIVIDE BY ZERO | 0 | 0 | 0 | #DIVIDE BY ZERO | #DIVIDE BY ZERO
|  | 0 | A1 |  | A116.A01 | System Inspection | A555.L081 |  | #UNPARSEABLE |  |  | #UNPARSEABLE | #UNPARSEABLE | #UNPARSEABLE | #UNPARSEABLE | [7 empty] | #UNPARSEABLE | #BLOCKED | #BLOCKED | #BLOCKED |  | #BLOCKED | #BLOCKED | #UNPARSEABLE | #BLOCKED |  | #BLOCKED | #BLOCKED | 0 | 0 | 0 | #DIVIDE BY ZERO | #DIVIDE BY ZERO
|  | 1 | R |  | A116.A | Others | A555.L09 | [18 empty] | #DIVIDE BY ZERO |  | 0 | #DIVIDE BY ZERO | #UNPARSEABLE | #BLOCKED |  | 0 | #DIVIDE BY ZERO | 0 | 0 | 0 | #DIVIDE BY ZERO | #DIVIDE BY ZERO
|  | 0 | A1 |  | A116.A01 | System Inspection | A555.L091 |  | #UNPARSEABLE |  |  | #UNPARSEABLE | #UNPARSEABLE | #UNPARSEABLE | #UNPARSEABLE | [7 empty] | #UNPARSEABLE | #BLOCKED | #BLOCKED | #BLOCKED |  | #BLOCKED | #BLOCKED | #UNPARSEABLE | #BLOCKED |  | #BLOCKED | #BLOCKED | 0 | 0 | 0 | #DIVIDE BY ZERO | #DIVIDE BY ZERO
|  | Y | F |  | A11 | Installation Fee | A555.L1 | 2 |  |  |  | 1 | [6 empty] | 0 | 式 | [5 empty] | #DIVIDE BY ZERO | 1300000 | 1300000 | 100% | #UNPARSEABLE | #BLOCKED | 60000 | 60000 | 100%
|  | 3 | R |  | A116.A | On-line | A555.L10 | [18 empty] | #DIVIDE BY ZERO |  | 0 | #DIVIDE BY ZERO | #UNPARSEABLE | #BLOCKED |  | 0 | #DIVIDE BY ZERO | 0 | 0 | 0 | #DIVIDE BY ZERO | #DIVIDE BY ZERO
|  | 0 | A1 |  | A116.A01 | System Installation | A555.L101 |  | #UNPARSEABLE |  |  | #UNPARSEABLE | #UNPARSEABLE | #UNPARSEABLE | #UNPARSEABLE | [7 empty] | #UNPARSEABLE | #BLOCKED | #BLOCKED | #BLOCKED |  | #BLOCKED | #BLOCKED | #UNPARSEABLE | #BLOCKED |  | #BLOCKED | #BLOCKED | 0 | 0 | 0 | #DIVIDE BY ZERO | #DIVIDE BY ZERO
|  | 0 | R |  | A116.A | Hardware Installation | A555.L102
|  | 0 | R |  | A116.A | Software Installation | A555.L103
|  | 3 | R |  | A116.A | 新竹以北 | A555.L11 | [18 empty] | #DIVIDE BY ZERO |  | 0 | #DIVIDE BY ZERO | #UNPARSEABLE | #BLOCKED |  | 0 | #DIVIDE BY ZERO | 0 | 0 | 0 | #DIVIDE BY ZERO | #DIVIDE BY ZERO
|  | 0 | A1 |  | A116.A01 | System Installation | A555.L111 |  | #UNPARSEABLE |  |  | #UNPARSEABLE | #UNPARSEABLE | #UNPARSEABLE | #UNPARSEABLE | [7 empty] | #UNPARSEABLE | #BLOCKED | #BLOCKED | #BLOCKED |  | #BLOCKED | #BLOCKED | #UNPARSEABLE | #BLOCKED |  | #BLOCKED | #BLOCKED | 0 | 0 | 0 | #DIVIDE BY ZERO | #DIVIDE BY ZERO
|  | 0 | R |  | A116.A | Hardware Installation | A555.L112
|  | 0 | R |  | A116.A | Software Installation | A555.L113
|  | 3 | R |  | A116.A | 高雄 | A555.L13 | [18 empty] | #DIVIDE BY ZERO |  | 0 | #DIVIDE BY ZERO | #UNPARSEABLE | #BLOCKED |  | 0 | #DIVIDE BY ZERO | 0 | 0 | 0 | #DIVIDE BY ZERO | #DIVIDE BY ZERO
|  | 0 | A1 |  | A116.A01 | System Installation | A555.L131 |  | #UNPARSEABLE |  |  | #UNPARSEABLE | #UNPARSEABLE | #UNPARSEABLE | #UNPARSEABLE | [7 empty] | #UNPARSEABLE | #BLOCKED | #BLOCKED | #BLOCKED |  | #BLOCKED | #BLOCKED | #UNPARSEABLE | #BLOCKED |  | #BLOCKED | #BLOCKED | 0 | 0 | 0 | #DIVIDE BY ZERO | #DIVIDE BY ZERO
|  | 0 | R |  | A116.A | Hardware Installation | A555.L132
|  | 0 | R |  | A116.A | Software Installation | A555.L133
|  | 3 | R |  | A116.A | Far - Asia | A555.L14 | [18 empty] | #DIVIDE BY ZERO |  | 0 | #DIVIDE BY ZERO | #UNPARSEABLE | #BLOCKED |  | 0 | #DIVIDE BY ZERO | 0 | 0 | 0 | #DIVIDE BY ZERO | #DIVIDE BY ZERO
|  | 0 | A1 |  | A116.A01 | System Installation | A555.L141 |  | #UNPARSEABLE |  |  | #UNPARSEABLE | #UNPARSEABLE | #UNPARSEABLE | #UNPARSEABLE | [7 empty] | #UNPARSEABLE | #BLOCKED | #BLOCKED | #BLOCKED |  | #BLOCKED | #BLOCKED | #UNPARSEABLE | #BLOCKED |  | #BLOCKED | #BLOCKED | 0 | 0 | 0 | #DIVIDE BY ZERO | #DIVIDE BY ZERO
|  | 0 | R |  | A116.A | Hardware Installation | A555.L142
|  | 0 | R |  | A116.A | Software Installation | A555.L143
|  | 3 | R |  | A116.A | China | A555.L15 | [18 empty] | #DIVIDE BY ZERO |  | 0 | #DIVIDE BY ZERO | #UNPARSEABLE | #BLOCKED |  | 0 | #DIVIDE BY ZERO | 0 | 0 | 0 | #DIVIDE BY ZERO | #DIVIDE BY ZERO
|  | 0 | A1 |  | A116.A01 | System Installation | A555.L151 |  | #UNPARSEABLE |  |  | #UNPARSEABLE | #UNPARSEABLE | #UNPARSEABLE | #UNPARSEABLE | [7 empty] | #UNPARSEABLE | #BLOCKED | #BLOCKED | #BLOCKED |  | #BLOCKED | #BLOCKED | #UNPARSEABLE | #BLOCKED |  | #BLOCKED | #BLOCKED | 0 | 0 | 0 | #DIVIDE BY ZERO | #DIVIDE BY ZERO
|  | 0 | R |  | A116.A | Hardware Installation | A555.L152
|  | 0 | R |  | A116.A | Software Installation | A555.L153
|  | 3 | R |  | A116.A | Asia | A555.L16 | [18 empty] | #DIVIDE BY ZERO |  | 0 | #DIVIDE BY ZERO | #UNPARSEABLE | #BLOCKED |  | 0 | #DIVIDE BY ZERO | 0 | 0 | 0 | #DIVIDE BY ZERO | #DIVIDE BY ZERO
|  | 0 | A1 |  | A116.A01 | System Installation | A555.L161 |  | #UNPARSEABLE |  |  | #UNPARSEABLE | #UNPARSEABLE | #UNPARSEABLE | #UNPARSEABLE | [7 empty] | #UNPARSEABLE | #BLOCKED | #BLOCKED | #BLOCKED |  | #BLOCKED | #BLOCKED | #UNPARSEABLE | #BLOCKED |  | #BLOCKED | #BLOCKED | 0 | 0 | 0 | #DIVIDE BY ZERO | #DIVIDE BY ZERO
|  | 0 | R |  | A116.A | Hardware Installation | A555.L162
|  | 0 | R |  | A116.A | Software Installation | A555.L163
|  | 3 | R |  | A116.A | America | A555.L17 | [18 empty] | #DIVIDE BY ZERO |  | 0 | #DIVIDE BY ZERO | #UNPARSEABLE | #BLOCKED |  | 0 | #DIVIDE BY ZERO | 0 | 0 | 0 | #DIVIDE BY ZERO | #DIVIDE BY ZERO
|  | 0 | A1 |  | A116.A01 | System Installation | A555.L171 |  | #UNPARSEABLE |  |  | #UNPARSEABLE | #UNPARSEABLE | #UNPARSEABLE | #UNPARSEABLE | [7 empty] | #UNPARSEABLE | #BLOCKED | #BLOCKED | #BLOCKED |  | #BLOCKED | #BLOCKED | #UNPARSEABLE | #BLOCKED |  | #BLOCKED | #BLOCKED | 0 | 0 | 0 | #DIVIDE BY ZERO | #DIVIDE BY ZERO
|  | 0 | R |  | A116.A | Hardware Installation | A555.L172
|  | 0 | R |  | A116.A | Software Installation | A555.L173
|  | 3 | R |  | A116.A | Europe | A555.L18 | [18 empty] | #DIVIDE BY ZERO |  | 0 | #DIVIDE BY ZERO | #UNPARSEABLE | #BLOCKED |  | 0 | #DIVIDE BY ZERO | 0 | 0 | 0 | #DIVIDE BY ZERO | #DIVIDE BY ZERO
|  | 0 | A1 |  | A116.A01 | System Installation | A555.L181 |  | #UNPARSEABLE |  |  | #UNPARSEABLE | #UNPARSEABLE | #UNPARSEABLE | #UNPARSEABLE | [7 empty] | #UNPARSEABLE | #BLOCKED | #BLOCKED | #BLOCKED |  | #BLOCKED | #BLOCKED | #UNPARSEABLE | #BLOCKED |  | #BLOCKED | #BLOCKED | 0 | 0 | 0 | #DIVIDE BY ZERO | #DIVIDE BY ZERO
|  | 0 | R |  | A116.A | Hardware Installation | A555.L182
|  | 0 | R |  | A116.A | Software Installation | A555.L183
|  | 0 | R |  | A116.A | Others | A555.L19 | [18 empty] | #DIVIDE BY ZERO |  | 0 | #DIVIDE BY ZERO | #UNPARSEABLE | #BLOCKED |  | 0 | #DIVIDE BY ZERO | 0 | 0 | 0 | #DIVIDE BY ZERO | #DIVIDE BY ZERO
|  | Y | F |  | A11 | Repair & Modify Fee | A555.L2 | 2 |  |  |  | 1 | [6 empty] | 0 | 式 | [5 empty] | #DIVIDE BY ZERO | 1300000 | 1300000 | 100% | #UNPARSEABLE | #BLOCKED | 60000 | 60000 | 100%
|  | 3 | R |  | A116.A | On-line | A555.L20 | [18 empty] | #DIVIDE BY ZERO |  | 0 | #DIVIDE BY ZERO | #UNPARSEABLE | #BLOCKED |  | 0 | #DIVIDE BY ZERO | 0 | 0 | 0 | #DIVIDE BY ZERO | #DIVIDE BY ZERO
|  | 0 | A1 |  | A116.A01 | System Repair | A555.L201 | 3 | #UNPARSEABLE |  |  | #UNPARSEABLE | #UNPARSEABLE | #UNPARSEABLE | #UNPARSEABLE | [7 empty] | #UNPARSEABLE | #BLOCKED | #BLOCKED | #BLOCKED |  | #BLOCKED | #BLOCKED | #UNPARSEABLE | #BLOCKED |  | #BLOCKED | #BLOCKED | 0 | 0 | 0 | #DIVIDE BY ZERO | #DIVIDE BY ZERO
|  | 0 | R |  | A116.A | Hardware Repair | A555.L202 | 3
|  | 0 | R |  | A116.A | Software debug | A555.L203 | 3
|  | 3 | R |  | A116.A | 新竹以北 | A555.L21 | [18 empty] | #DIVIDE BY ZERO |  | 0 | #DIVIDE BY ZERO | #UNPARSEABLE | #BLOCKED |  | 0 | #DIVIDE BY ZERO | 0 | 0 | 0 | #DIVIDE BY ZERO | #DIVIDE BY ZERO
|  | 0 | A1 |  | A116.A01 | System Repair | A555.L211 |  | #UNPARSEABLE |  |  | #UNPARSEABLE | #UNPARSEABLE | #UNPARSEABLE | #UNPARSEABLE | [7 empty] | #UNPARSEABLE | #BLOCKED | #BLOCKED | #BLOCKED |  | #BLOCKED | #BLOCKED | #UNPARSEABLE | #BLOCKED |  | #BLOCKED | #BLOCKED | 0 | 0 | 0 | #DIVIDE BY ZERO | #DIVIDE BY ZERO
|  | 0 | R |  | A116.A | Hardware Repair | A555.L212
|  | 0 | R |  | A116.A | Software debug | A555.L213
|  | 3 | R |  | A116.A | 台中 | A555.L22 | [18 empty] | #DIVIDE BY ZERO |  | 0 | #DIVIDE BY ZERO | #UNPARSEABLE | #BLOCKED |  | 0 | #DIVIDE BY ZERO | 0 | 0 | 0 | #DIVIDE BY ZERO | #DIVIDE BY ZERO
|  | 0 | A1 |  | A116.A01 | System Repair | A555.L221 |  | #UNPARSEABLE |  |  | #UNPARSEABLE | #UNPARSEABLE | #UNPARSEABLE | #UNPARSEABLE | [7 empty] | #UNPARSEABLE | #BLOCKED | #BLOCKED | #BLOCKED |  | #BLOCKED | #BLOCKED | #UNPARSEABLE | #BLOCKED |  | #BLOCKED | #BLOCKED | 0 | 0 | 0 | #DIVIDE BY ZERO | #DIVIDE BY ZERO
|  | 0 | R |  | A116.A | Hardware Repair | A555.L222
|  | 0 | R |  | A116.A | Software debug | A555.L223
|  | 3 | R |  | A116.A | 高雄 | A555.L23 | [18 empty] | #DIVIDE BY ZERO |  | 0 | #DIVIDE BY ZERO | #UNPARSEABLE | #BLOCKED |  | 0 | #DIVIDE BY ZERO | 0 | 0 | 0 | #DIVIDE BY ZERO | #DIVIDE BY ZERO
|  | 0 | A1 |  | A116.A01 | System Repair | A555.L231 |  | #UNPARSEABLE |  |  | #UNPARSEABLE | #UNPARSEABLE | #UNPARSEABLE | #UNPARSEABLE | [7 empty] | #UNPARSEABLE | #BLOCKED | #BLOCKED | #BLOCKED |  | #BLOCKED | #BLOCKED | #UNPARSEABLE | #BLOCKED |  | #BLOCKED | #BLOCKED | 0 | 0 | 0 | #DIVIDE BY ZERO | #DIVIDE BY ZERO
|  | 0 | R |  | A116.A | Hardware Repair | A555.L232
|  | 0 | R |  | A116.A | Software debug | A555.L233
|  | 3 | R |  | A116.A | Far - Asia | A555.L24 | [18 empty] | #DIVIDE BY ZERO |  | 0 | #DIVIDE BY ZERO | #UNPARSEABLE | #BLOCKED |  | 0 | #DIVIDE BY ZERO | 0 | 0 | 0 | #DIVIDE BY ZERO | #DIVIDE BY ZERO
|  | 0 | A1 |  | A116.A01 | System Repair | A555.L241 |  | #UNPARSEABLE |  |  | #UNPARSEABLE | #UNPARSEABLE | #UNPARSEABLE | #UNPARSEABLE | [7 empty] | #UNPARSEABLE | #BLOCKED | #BLOCKED | #BLOCKED |  | #BLOCKED | #BLOCKED | #UNPARSEABLE | #BLOCKED |  | #BLOCKED | #BLOCKED | 0 | 0 | 0 | #DIVIDE BY ZERO | #DIVIDE BY ZERO
|  | 0 | R |  | A116.A | Hardware Repair | A555.L242
|  | 0 | R |  | A116.A | Software debug | A555.L243
|  | 3 | R |  | A116.A | China | A555.L25 | [18 empty] | #DIVIDE BY ZERO |  | 0 | #DIVIDE BY ZERO | #UNPARSEABLE | #BLOCKED |  | 0 | #DIVIDE BY ZERO | 0 | 0 | 0 | #DIVIDE BY ZERO | #DIVIDE BY ZERO
|  | 0 | A1 |  | A116.A01 | System Repair | A555.L251 |  | #UNPARSEABLE |  |  | #UNPARSEABLE | #UNPARSEABLE | #UNPARSEABLE | #UNPARSEABLE | [7 empty] | #UNPARSEABLE | #BLOCKED | #BLOCKED | #BLOCKED |  | #BLOCKED | #BLOCKED | #UNPARSEABLE | #BLOCKED |  | #BLOCKED | #BLOCKED | 0 | 0 | 0 | #DIVIDE BY ZERO | #DIVIDE BY ZERO
|  | 0 | R |  | A116.A | Hardware Repair | A555.L252
|  | 0 | R |  | A116.A | Software debug | A555.L253
|  | 3 | R |  | A116.A | Asia | A555.L26 | [18 empty] | #DIVIDE BY ZERO |  | 0 | #DIVIDE BY ZERO | #UNPARSEABLE | #BLOCKED |  | 0 | #DIVIDE BY ZERO | 0 | 0 | 0 | #DIVIDE BY ZERO | #DIVIDE BY ZERO
|  | 0 | A1 |  | A116.A01 | System Repair | A555.L261 |  | #UNPARSEABLE |  |  | #UNPARSEABLE | #UNPARSEABLE | #UNPARSEABLE | #UNPARSEABLE | [7 empty] | #UNPARSEABLE | #BLOCKED | #BLOCKED | #BLOCKED |  | #BLOCKED | #BLOCKED | #UNPARSEABLE | #BLOCKED |  | #BLOCKED | #BLOCKED | 0 | 0 | 0 | #DIVIDE BY ZERO | #DIVIDE BY ZERO
|  | 0 | R |  | A116.A | Hardware Repair | A555.L262
|  | 0 | R |  | A116.A | Software debug | A555.L263
|  | 3 | R |  | A116.A | America | A555.L27 | [18 empty] | #DIVIDE BY ZERO |  | 0 | #DIVIDE BY ZERO | #UNPARSEABLE | #BLOCKED |  | 0 | #DIVIDE BY ZERO | 0 | 0 | 0 | #DIVIDE BY ZERO | #DIVIDE BY ZERO
|  | 0 | A1 |  | A116.A01 | System Repair | A555.L271 |  | #UNPARSEABLE |  |  | #UNPARSEABLE | #UNPARSEABLE | #UNPARSEABLE | #UNPARSEABLE | [7 empty] | #UNPARSEABLE | #BLOCKED | #BLOCKED | #BLOCKED |  | #BLOCKED | #BLOCKED | #UNPARSEABLE | #BLOCKED |  | #BLOCKED | #BLOCKED | 0 | 0 | 0 | #DIVIDE BY ZERO | #DIVIDE BY ZERO
|  | 0 | R |  | A116.A | Hardware Repair | A555.L272
|  | 0 | R |  | A116.A | Software debug | A555.L273
|  | 3 | R |  | A116.A | Europe | A555.L28 | [18 empty] | #DIVIDE BY ZERO |  | 0 | #DIVIDE BY ZERO | #UNPARSEABLE | #BLOCKED |  | 0 | #DIVIDE BY ZERO | 0 | 0 | 0 | #DIVIDE BY ZERO | #DIVIDE BY ZERO
|  | 0 | A1 |  | A116.A01 | System Repair | A555.L281 |  | #UNPARSEABLE |  |  | #UNPARSEABLE | #UNPARSEABLE | #UNPARSEABLE | #UNPARSEABLE | [7 empty] | #UNPARSEABLE | #BLOCKED | #BLOCKED | #BLOCKED |  | #BLOCKED | #BLOCKED | #UNPARSEABLE | #BLOCKED |  | #BLOCKED | #BLOCKED | 0 | 0 | 0 | #DIVIDE BY ZERO | #DIVIDE BY ZERO
|  | 0 | R |  | A116.A | Hardware Repair | A555.L282
|  | 0 | R |  | A116.A | Software debug | A555.L283
|  | 0 | R |  | A116.A | Others | A555.L29 | [18 empty] | #DIVIDE BY ZERO |  | 0 | #DIVIDE BY ZERO | #UNPARSEABLE | #BLOCKED |  | 0 | #DIVIDE BY ZERO | 0 | 0 | 0 | #DIVIDE BY ZERO | #DIVIDE BY ZERO
|  | Y | F |  | A11 | Products Training Program | A555.L5 | 2 |  |  |  | 1 | [6 empty] | 0 | 式 | [5 empty] | #DIVIDE BY ZERO | 1300000 | 1300000 | 100% | #UNPARSEABLE | #BLOCKED | 60000 | 60000 | 100%
|  | Y | F |  | A11 | Cost & Expense | A555.L7 | 2 |  |  |  | 1 | [6 empty] | 0 | 式 | [5 empty] | #DIVIDE BY ZERO | 1300000 | 1300000 | 100% | #UNPARSEABLE | #BLOCKED | 60000 | 60000 | 100%
[6 empty] | Calibration & Testing Service(V) | A557 | 1
[6 empty] | Others | A559 | 1
1-評估 | 1 | 4 |  |  | A7 | Calibration & Testing Service(V) | A57 |  |  |  |  | 1 | [6 empty] | 0 | 式 |  |  | 1. 準備文件8/30 2. 網站上線9/30 3. 開始拜訪台灣/中國/東南亞/美國12/31
1-評估 |  | 0 |  |  | A11 | System Calibration of Atenlab | A561 | 1 |  |  |  | 1 | [6 empty] | 0 | 式 | [5 empty] | #DIVIDE BY ZERO | 5000000 | 5000000 | 100% | #UNPARSEABLE | #BLOCKED | 170000 | 170000 | 100% | 0 | 0 | 0 | #DIVIDE BY ZERO | #DIVIDE BY ZERO
1-評估 |  | 0 |  |  | A11 | Non-Atenlab Calibration | A562 | 1 |  |  |  | 1 | [6 empty] | 0 | 式 | [5 empty] | #DIVIDE BY ZERO | 2400000 | 2400000 | 100% | #UNPARSEABLE | #BLOCKED | 90000 | 90000 | 100%
1-評估 | 1 | 2 | 2 |  | A5 | Warranty Contract Service | A58 |  |  |  |  | 1 | [6 empty] | 0 | 式
1-評估 |  | Y | F |  | A11 | A-Care Warranty Service | A511 | 1 |  |  |  | 1 | [6 empty] | 0 | 式 | [5 empty] | #DIVIDE BY ZERO | 1300000 | 1300000 | 100% | #UNPARSEABLE | #BLOCKED | 60000 | 60000 | 100%
|  |  | R/M |  | #UNPARSEABLE | A-Care Anechoic System Add-on | A511.A | 2 | [7 empty] | #DIVIDE BY ZERO | #DIVIDE BY ZERO
|  |  | R/M |  | #UNPARSEABLE | A-Care RF Hardware Add-on | A511.C | 2 | [7 empty] | #DIVIDE BY ZERO | #DIVIDE BY ZERO
|  |  | R/M |  | #UNPARSEABLE | A-Care Positioner & Control System Add-on | A511.E | 2 | [7 empty] | #DIVIDE BY ZERO | #DIVIDE BY ZERO
|  |  | R/M |  | #UNPARSEABLE | A-Care Software Version Upgrade | A511.S | 2 | [7 empty] | #DIVIDE BY ZERO | #DIVIDE BY ZERO
|  |  | R/M |  | #UNPARSEABLE | A-Care Performance Verification | A511.V | 2 | [7 empty] | #DIVIDE BY ZERO | #DIVIDE BY ZERO
|  |  | R/M |  | #UNPARSEABLE | A-Care Extend Warranty Service | A511.W | 2 | [7 empty] | #DIVIDE BY ZERO | #DIVIDE BY ZERO
1-評估 |  | 0 | F |  | A11 | Ｒ-Care Warranty Service | A515 | 1 |  |  |  | 1 | [6 empty] | 0 | 式 | [5 empty] | #DIVIDE BY ZERO | 4200000 | 4200000 | 100% | #UNPARSEABLE | #BLOCKED | 140000 | 140000 | 100% | 0 | 0 | 0 | #DIVIDE BY ZERO | #DIVIDE BY ZERO
|  |  | R/M |  | #UNPARSEABLE | R-Care Anechoic System Add-on | A515.A | 2 | [7 empty] | #DIVIDE BY ZERO | #DIVIDE BY ZERO
|  |  | R/M |  | #UNPARSEABLE | R-Care RF Hardware Add-on | A515.C | 2 | [7 empty] | #DIVIDE BY ZERO | #DIVIDE BY ZERO
|  |  | R/M |  | #UNPARSEABLE | R-Care Positioner & Control System Add-on | A515.E | 2 | [7 empty] | #DIVIDE BY ZERO | #DIVIDE BY ZERO
|  |  | R/M |  | #UNPARSEABLE | R-Care Software Version Upgrade | A515.S | 2 | [7 empty] | #DIVIDE BY ZERO | #DIVIDE BY ZERO
|  |  | R/M |  | #UNPARSEABLE | R-Care Performance Verification | A515.V | 2 | [7 empty] | #DIVIDE BY ZERO | #DIVIDE BY ZERO
|  |  | R/M |  | #UNPARSEABLE | R-Care Extend Warranty Service | A515.W | 2 | [7 empty] | #DIVIDE BY ZERO | #DIVIDE BY ZERO
1-評估 |  | 0 |  |  | A11 | E-Care Warranty Service | A516 | 1 |  |  |  | 1 | [6 empty] | 0 | 式 | [5 empty] | #DIVIDE BY ZERO | 5000000 | 5000000 | 100% | #UNPARSEABLE | #BLOCKED | 170000 | 170000 | 100% | 0 | 0 | 0 | #DIVIDE BY ZERO | #DIVIDE BY ZERO
|  |  | R/M |  | #UNPARSEABLE | E-Care Anechoic System Add-on | A516.A | 2 | [7 empty] | #DIVIDE BY ZERO | #DIVIDE BY ZERO
|  |  | R/M |  | #UNPARSEABLE | E-Care RF Hardware Add-on | A516.C | 2 | [7 empty] | #DIVIDE BY ZERO | #DIVIDE BY ZERO
|  |  | R/M |  | #UNPARSEABLE | E-Care Positioner & Control System Add-on | A516.E | 2 | [7 empty] | #DIVIDE BY ZERO | #DIVIDE BY ZERO
|  |  | R/M |  | #UNPARSEABLE | E-Care Software Version Upgrade | A516.S | 2 | [7 empty] | #DIVIDE BY ZERO | #DIVIDE BY ZERO
|  |  | R/M |  | #UNPARSEABLE | E-Care Performance Verification | A516.V | 2 | [7 empty] | #DIVIDE BY ZERO | #DIVIDE BY ZERO
|  |  | R/M |  | #UNPARSEABLE | E-Care Extend Warranty Service | A516.W | 2 | [7 empty] | #DIVIDE BY ZERO | #DIVIDE BY ZERO
1-評估 |  | 0 |  |  | A11 | M-Care Warranty Service | A517 | 1 |  |  |  | 1 | [6 empty] | 0 | 式 | [5 empty] | #DIVIDE BY ZERO | 2400000 | 2400000 | 100% | #UNPARSEABLE | #BLOCKED | 90000 | 90000 | 100%
|  |  | R/M |  | #UNPARSEABLE | M-Care Anechoic System Add-on | A517.A | 2 | [7 empty] | #DIVIDE BY ZERO | #DIVIDE BY ZERO
|  |  | R/M |  | #UNPARSEABLE | M-Care RF Hardware Add-on | A517.C | 2 | [7 empty] | #DIVIDE BY ZERO | #DIVIDE BY ZERO
|  |  | R/M |  | #UNPARSEABLE | M-Care Positioner & Control System Add-on | A517.E | 2 | [7 empty] | #DIVIDE BY ZERO | #DIVIDE BY ZERO
|  |  | R/M |  | #UNPARSEABLE | M-Care Software Version Upgrade | A517.S | 2 | [7 empty] | #DIVIDE BY ZERO | #DIVIDE BY ZERO
|  |  | R/M |  | #UNPARSEABLE | M-Care Performance Verification | A517.V | 2 | [7 empty] | #DIVIDE BY ZERO | #DIVIDE BY ZERO
|  |  | R/M |  | #UNPARSEABLE | M-Care Extend Warranty Service | A517.W | 2 | [7 empty] | #DIVIDE BY ZERO | #DIVIDE BY ZERO
1-評估 |  | 0 | F |  | A11 | Others Warranty (AE, AT, AB) | A519 | 1 |  |  |  | 1 | [6 empty] | 0 | 式 | [5 empty] | #DIVIDE BY ZERO | 4200000 | 4200000 | 100% | #UNPARSEABLE | #BLOCKED | 140000 | 140000 | 100% | 0 | 0 | 0 | #DIVIDE BY ZERO | #DIVIDE BY ZERO
1-評估 | 1 | 4 |  |  | A7 | Other Service | A59 |  |  |  |  | 1 | [6 empty] | 0 | 式 |  |  | 1. 準備文件8/30 2. 網站上線9/30 3. 開始拜訪台灣/中國/東南亞/美國12/31
[6 empty] | For Accounting | A591 | 1
[6 empty] | For Bidding | A592 | 1
[6 empty] | Consultation | A598 | 1
7-預計上架 | [5 empty] | A6-Military | A6.PON | 1 | A2XX-9XXX(Others/Customization) | [8 empty] | 24000 | 6000 | 25% | 25.93% | 18.32%
1-評估 | 1 | 1 |  |  | A2 | A61-System | A61 | 1 | 吸波材料 |  | 1000 | 1 | 5 | 3 | 4 |  |  | 4000 | 1000 | 25% | 14.41% | 21.05% | 1/30前完成資料 Q20344-Solid-USA
6-Bill firm | 1 | 1 |  |  | A2 | 611-戰場通訊品質量測系統 | A611 | 1 | 吸波材料 |  | 1000 | 1 | 5 | 3 | 4 |  |  | 4000 | 1000 | 25% | 14.41% | 21.05% | 1/30前完成資料 Q20344-Solid-USA
6-Bill firm |  | Y |  |  | A212.PON | [P25631]_611_無人機量測實驗室 | A911 | 2 | 基本功能 |  |  | 1 | [5 empty] | 0 | 0 | #DIVIDE BY ZERO | 0% | 0% |  |  |  | #DIVIDE BY ZERO | 1300000 | 1300000 | 100% | #UNPARSEABLE | #BLOCKED | 60000 | 60000 | 100%
6-Bill firm |  |  |  |  | A212.X | xxx | A911 | 2.5 | 硬體成本10% | [8 empty] | 0 | 0 | #DIVIDE BY ZERO | #DIVIDE BY ZERO | #DIVIDE BY ZERO | [15 empty] | #DIVIDE BY ZERO | #DIVIDE BY ZERO
[6 empty] | xxx | A911.
6-Bill firm |  | Y |  |  | A212.PON | [P25618]_611_戰場通訊品質量測系統 | A911 | 2 | 基本功能 |  |  | 1 | [5 empty] | 0 | 0 | #DIVIDE BY ZERO | 0% | 0% |  |  |  | #DIVIDE BY ZERO | 1300000 | 1300000 | 100% | #UNPARSEABLE | #BLOCKED | 60000 | 60000 | 100%
6-Bill firm |  |  |  |  | A212.X | xxx | A911 | 2.5 | 硬體成本10% | [8 empty] | 0 | 0 | #DIVIDE BY ZERO | #DIVIDE BY ZERO | #DIVIDE BY ZERO | [15 empty] | #DIVIDE BY ZERO | #DIVIDE BY ZERO
[6 empty] | xxx | A911.
1-評估 | 1 | 1 |  |  | A2 | A62-Hardware | A62 | 1 | 吸波材料 |  | 1000 | 1 | 5 | 3 | 4 |  |  | 4000 | 1000 | 25% | 14.41% | 21.05% | 1/30前完成資料 Q20344-Solid-USA
6-Bill firm | 1 | 1 |  |  | A2 | A621-被動元件(EMP) | A621 | 1 | 吸波材料 |  | 1000 | 1 | 5 | 3 | 4 |  |  | 4000 | 1000 | 25% | 14.41% | 21.05% | 1/30前完成資料 Q20344-Solid-USA
6-Bill firm |  | Y |  |  | A212.PON | [P25614]_622_主動反射裝甲之天線研發_VVIP | A621 | 2 | 基本功能 |  |  | 1 | [5 empty] | 0 | 0 | #DIVIDE BY ZERO | #DIVIDE BY ZERO | #DIVIDE BY ZERO |  |  |  | #DIVIDE BY ZERO | 1300000 | 1300000 | 100% | #UNPARSEABLE | #BLOCKED | 60000 | 60000 | 100%
6-Bill firm |  |  |  |  | A212.X | xxx | A621 | 2.5 | 硬體成本10% | [8 empty] | 0 | 0 | #DIVIDE BY ZERO | #DIVIDE BY ZERO | #DIVIDE BY ZERO | [15 empty] | #DIVIDE BY ZERO | #DIVIDE BY ZERO
[6 empty] | xxx | A621
6-Bill firm | 1 | 1 |  |  | A2 | A622-主動元件 | A622 | 1 | 吸波材料 |  | 1000 | 1 | 5 | 3 | 4 |  |  | 4000 | 1000 | 25% | 14.41% | 21.05% | 1/30前完成資料 Q20344-Solid-USA
6-Bill firm |  | Y |  |  | A212.PON | VNA向量網路分析儀 | A621 | 2 | 基本功能 |  |  | 1 | [5 empty] | 0 | 0 | #DIVIDE BY ZERO | 0% | 0% |  |  |  | #DIVIDE BY ZERO | 1300000 | 1300000 | 100% | #UNPARSEABLE | #BLOCKED | 60000 | 60000 | 100%
6-Bill firm |  |  |  |  | A212.X | xxx | A621 | 2.5 | 硬體成本10% | [8 empty] | 0 | 0 | #DIVIDE BY ZERO | #DIVIDE BY ZERO | #DIVIDE BY ZERO | [15 empty] | #DIVIDE BY ZERO | #DIVIDE BY ZERO
[6 empty] | xxx | A621
6-Bill firm |  | Y |  |  | A212.PON | [P25628]_621_VNA科研計畫 | A621 | 2 | 基本功能 |  |  | 1 | [5 empty] | 0 | 0 | #DIVIDE BY ZERO | 0% | 0% |  |  |  | #DIVIDE BY ZERO | 1300000 | 1300000 | 100% | #UNPARSEABLE | #BLOCKED | 60000 | 60000 | 100%
6-Bill firm |  |  |  |  | A212.X | xxx | A621 | 2.5 | 硬體成本10% | [8 empty] | 0 | 0 | #DIVIDE BY ZERO | #DIVIDE BY ZERO | #DIVIDE BY ZERO | [15 empty] | #DIVIDE BY ZERO | #DIVIDE BY ZERO
[6 empty] | xxx | A621
6-Bill firm |  | Y |  |  | A212.PON | [P25620]_621_海軍船艦可攜式電磁量測設備 | A621 | 2 | 基本功能 |  |  | 1 | [5 empty] | 0 | 0 | #DIVIDE BY ZERO | 0% | 0% |  |  |  | #DIVIDE BY ZERO | 1300000 | 1300000 | 100% | #UNPARSEABLE | #BLOCKED | 60000 | 60000 | 100%
6-Bill firm |  |  |  |  | A212.X | xxx | A621 | 2.5 | 硬體成本10% | [8 empty] | 0 | 0 | #DIVIDE BY ZERO | #DIVIDE BY ZERO | #DIVIDE BY ZERO | [15 empty] | #DIVIDE BY ZERO | #DIVIDE BY ZERO
[6 empty] | xxx | A621
6-Bill firm |  | Y |  |  | A212.PON | [P25616]_621_地面無人機部隊籌補頻譜量測儀_資通處 | A621 | 2 | 基本功能 |  |  | 1 | [5 empty] | 0 | 0 | #DIVIDE BY ZERO | 0% | 0% |  |  |  | #DIVIDE BY ZERO | 1300000 | 1300000 | 100% | #UNPARSEABLE | #BLOCKED | 60000 | 60000 | 100%
6-Bill firm |  |  |  |  | A212.X | xxx | A621 | 2.5 | 硬體成本10% | [8 empty] | 0 | 0 | #DIVIDE BY ZERO | #DIVIDE BY ZERO | #DIVIDE BY ZERO | [15 empty] | #DIVIDE BY ZERO | #DIVIDE BY ZERO
[6 empty] | xxx | A621
6-Bill firm | 1 | 1 |  |  | A2 | A623-Electric tools | A623 | 1 | 吸波材料 |  | 1000 | 1 | 5 | 3 | 4 |  |  | 4000 | 1000 | 25% | 14.41% | 21.05% | 1/30前完成資料 Q20344-Solid-USA
6-Bill firm | 1 | 1 |  |  | A2 | A624-Hand tools | A624 | 1 | 吸波材料 |  | 1000 | 1 | 5 | 3 | 4 |  |  | 4000 | 1000 | 25% | 14.41% | 21.05% | 1/30前完成資料 Q20344-Solid-USA
6-Bill firm | 1 | 1 |  |  | A2 | A625-無人載具 | A625 | 1 | 吸波材料 |  | 1000 | 1 | 5 | 3 | 4 |  |  | 4000 | 1000 | 25% | 14.41% | 21.05% | 1/30前完成資料 Q20344-Solid-USA
6-Bill firm |  | Y |  |  | A212.PON | [P25619]_625_軍用地面無人載具設計 | A621 | 2 | 基本功能 |  |  | 1 | [5 empty] | 0 | 0 | #DIVIDE BY ZERO | 0% | 0% |  |  |  | #DIVIDE BY ZERO | 1300000 | 1300000 | 100% | #UNPARSEABLE | #BLOCKED | 60000 | 60000 | 100%
6-Bill firm |  |  |  |  | A212.X | xxx | A621 | 2.5 | 硬體成本10% | [8 empty] | 0 | 0 | #DIVIDE BY ZERO | #DIVIDE BY ZERO | #DIVIDE BY ZERO | [15 empty] | #DIVIDE BY ZERO | #DIVIDE BY ZERO
[6 empty] | xxx | A621
6-Bill firm | 1 | 1 |  |  | A2 | A626-衛星 | A626 | 1 | 吸波材料 |  | 1000 | 1 | 5 | 3 | 4 |  |  | 4000 | 1000 | 25% | 14.41% | 21.05% | 1/30前完成資料 Q20344-Solid-USA
6-Bill firm |  | Y |  |  | A212.PON | [P25172]_A719_EMP天線用電磁脈衝保護器_生輝先勤科技- | A622 | 2 | 基本功能 |  |  | 1 | [5 empty] | 0 | 0 | #DIVIDE BY ZERO | #DIVIDE BY ZERO | #DIVIDE BY ZERO |  |  |  | #DIVIDE BY ZERO | 1300000 | 1300000 | 100% | #UNPARSEABLE | #BLOCKED | 60000 | 60000 | 100%
6-Bill firm |  |  |  |  | A212.X | xxx | A622 | 2.5 | 硬體成本10% | [8 empty] | 0 | 0 | #DIVIDE BY ZERO | #DIVIDE BY ZERO | #DIVIDE BY ZERO | [15 empty] | #DIVIDE BY ZERO | #DIVIDE BY ZERO
[6 empty] | xxx | A622
1-評估 | 1 | 1 |  |  | A2 | A63-軟體與服務 | A63 | 1 | 吸波材料 |  | 1000 | 1 | 5 | 3 | 4 |  |  | 4000 | 1000 | 25% | 14.41% | 21.05% | 1/30前完成資料 Q20344-Solid-USA
6-Bill firm | 1 | 1 |  |  | A2 | A655_服務 | A911 | 1 | 吸波材料 |  | 1000 | 1 | 5 | 3 | 4 |  |  | 4000 | 1000 | 25% | 14.41% | 21.05% | 1/30前完成資料 Q20344-Solid-USA
6-Bill firm |  | Y |  |  | A212.PON | [P25621]_655_中科院建制確認設備品質實驗室 | A911 | 2 | 基本功能 |  |  | 1 | [5 empty] | 0 | 0 | #DIVIDE BY ZERO | 0% | 0% |  |  |  | #DIVIDE BY ZERO | 1300000 | 1300000 | 100% | #UNPARSEABLE | #BLOCKED | 60000 | 60000 | 100%
6-Bill firm |  |  |  |  | A212.X | xxx | A911 | 2.5 | 硬體成本10% | [8 empty] | 0 | 0 | #DIVIDE BY ZERO | #DIVIDE BY ZERO | #DIVIDE BY ZERO | [15 empty] | #DIVIDE BY ZERO | #DIVIDE BY ZERO
[6 empty] | xxx | A911.
0-未開 | 1 | 1 |  |  | A2 | A65-Service | A65 | 1 | 吸波材料 |  | 1000 | 1 | 5 | 3 | 4 |  |  | 4000 | 1000 | 25% | 14.41% | 21.05% | 1/30前完成資料 Q20344-Solid-USA
6-Bill firm | 1 | 1 |  |  | A2 |  | A911 | 1 | 吸波材料 |  | 1000 | 1 | 5 | 3 | 4 |  |  | 4000 | 1000 | 25% | 14.41% | 21.05% | 1/30前完成資料 Q20344-Solid-USA
6-Bill firm |  | Y |  |  | A212.PON | xx | A911 | 2 | 基本功能 |  |  | 1 | [5 empty] | 0 | 0 | #DIVIDE BY ZERO | #DIVIDE BY ZERO | #DIVIDE BY ZERO |  |  |  | #DIVIDE BY ZERO | 1300000 | 1300000 | 100% | #UNPARSEABLE | #BLOCKED | 60000 | 60000 | 100%
6-Bill firm |  |  |  |  | A212.X | xxx | A911 | 2.5 | 硬體成本10% | [8 empty] | 0 | 0 | #DIVIDE BY ZERO | #DIVIDE BY ZERO | #DIVIDE BY ZERO | [15 empty] | #DIVIDE BY ZERO | #DIVIDE BY ZERO
[6 empty] | xxx | A911.
1-評估 | 1 | 1 |  |  | A2 | A67-Agency | A67 | 1 | 吸波材料 |  | 1000 | 1 | 5 | 3 | 4 |  |  | 4000 | 1000 | 25% | 14.41% | 21.05% | 1/30前完成資料 Q20344-Solid-USA
6-Bill firm | 1 | 1 |  |  | A2 | A671-系統(無人機反制) | A671 | 1 | 吸波材料 |  | 1000 | 1 | 5 | 3 | 4 |  |  | 4000 | 1000 | 25% | 14.41% | 21.05% | 1/30前完成資料 Q20344-Solid-USA
6-Bill firm |  | Y |  |  | A212.PON | [P25630]_671_海軍無人機反制系統 | A671 | 2 | 基本功能 |  |  | 1 | [5 empty] | 0 | 0 | #DIVIDE BY ZERO | #DIVIDE BY ZERO | #DIVIDE BY ZERO |  |  |  | #DIVIDE BY ZERO | 1300000 | 1300000 | 100% | #UNPARSEABLE | #BLOCKED | 60000 | 60000 | 100%
6-Bill firm |  |  |  |  | A212.X | xxx | A671 | 2.5 | 硬體成本10% | [8 empty] | 0 | 0 | #DIVIDE BY ZERO | #DIVIDE BY ZERO | #DIVIDE BY ZERO | [15 empty] | #DIVIDE BY ZERO | #DIVIDE BY ZERO
[6 empty] | xxx | A671
6-Bill firm | 1 | 1 |  |  | A2 | A672-硬體(電池 | A672 | 1 | 吸波材料 |  | 1000 | 1 | 5 | 3 | 4 |  |  | 4000 | 1000 | 25% | 14.41% | 21.05% | 1/30前完成資料 Q20344-Solid-USA
6-Bill firm | 1 | 1 |  |  | A2 | A677-代理商 | A911 | 1 | 吸波材料 |  | 1000 | 1 | 5 | 3 | 4 |  |  | 4000 | 1000 | 25% | 14.41% | 21.05% | 1/30前完成資料 Q20344-Solid-USA
6-Bill firm |  | Y |  |  | A212.PON | [P25606]_677_正和_VVIP | A911 | 2 | 基本功能 |  |  | 1 | [5 empty] | 0 | 0 | #DIVIDE BY ZERO | #DIVIDE BY ZERO | #DIVIDE BY ZERO |  |  |  | #DIVIDE BY ZERO | 1300000 | 1300000 | 100% | #UNPARSEABLE | #BLOCKED | 60000 | 60000 | 100%
6-Bill firm |  |  |  |  | A212.X | xxx | A911 | 2.5 | 硬體成本10% | [8 empty] | 0 | 0 | #DIVIDE BY ZERO | #DIVIDE BY ZERO | #DIVIDE BY ZERO | [15 empty] | #DIVIDE BY ZERO | #DIVIDE BY ZERO
[6 empty] | xxx | A911.
[5 empty] | A2 | 68 | [11 empty] | 0 | 0 | #DIVIDE BY ZERO | 0% | 0%
1-評估 | 1 | 1 |  |  | A2 | A69-Customizations | A69 | 1 | 吸波材料 |  | 1000 | 1 | 5 | 3 | 4 |  |  | 4000 | 1000 | 25% | 14.41% | 21.05% | 1/30前完成資料 Q20344-Solid-USA
| 1 | 1 |  |  | A2 | A991-System | A911 | 1 | 吸波材料 |  | 1000 | 1 | 5 | 3 | 4 |  |  | 4000 | 1000 | 25% | 14.41% | 21.05% | 1/30前完成資料 Q20344-Solid-USA
|  | Y |  |  | A212.PON | xx | A911 | 1.5 | 基本功能 |  |  | 1 | [5 empty] | 0 | 0 | #DIVIDE BY ZERO | #DIVIDE BY ZERO | #DIVIDE BY ZERO |  |  |  | #DIVIDE BY ZERO | 1300000 | 1300000 | 100% | #UNPARSEABLE | #BLOCKED | 60000 | 60000 | 100%
[5 empty] | A212.X | xxx | A911 | 2 | 硬體成本10% | [8 empty] | 0 | 0 | #DIVIDE BY ZERO | #DIVIDE BY ZERO | #DIVIDE BY ZERO | [15 empty] | #DIVIDE BY ZERO | #DIVIDE BY ZERO
[6 empty] | xxx | A911. | 3
7-預計上架 | [5 empty] | A7-Trading Service | A7 | [11 empty] | 0 | set
7-預計上架 | 1 | 4 |  |  | A7 | A71-Active equipments | A71 |  |  |  |  | 1 | [6 empty] | 0 | 式 |  |  | 1. 準備文件8/30 2. 網站上線9/30 3. 開始拜訪台灣/中國/東南亞/美國12/31
[6 empty] | Keysight Equipments | A711.PON | 1
範例 |  | 2 | R |  | #UNPARSEABLE | E36311A | A711.MG3692C | 2 | [17 empty] | #DIVIDE BY ZERO |  | 0 | #DIVIDE BY ZERO | #UNPARSEABLE | #BLOCKED |  | 0 | #DIVIDE BY ZERO | 0 | 0 | 0 | #DIVIDE BY ZERO | #DIVIDE BY ZERO
範例 |  | 1 | R |  | #UNPARSEABLE | Main | A711.MG3692C-0 | 2.5 | [5 empty] | 29.66 | [9 empty] | 29.66 |  | #DIVIDE BY ZERO |  | -29.66 | #DIVIDE BY ZERO | #UNPARSEABLE | #BLOCKED |  | -0.98867 | #DIVIDE BY ZERO | 0 | 0 | 0 | #DIVIDE BY ZERO | #DIVIDE BY ZERO
範例 |  | 0 | R |  | #UNPARSEABLE | DC power supply, triple-output, 6 V, 5 A and ±25 V, 1A, 80 W: USB | A711.E36311A-00 | 3 | [5 empty] | 29.66 | [9 empty] | 29.66 |  | #DIVIDE BY ZERO |  | -29.66 | #DIVIDE BY ZERO | #UNPARSEABLE | #BLOCKED |  | -0.98867 | #DIVIDE BY ZERO | 0 | 0 | 0 | #DIVIDE BY ZERO | #DIVIDE BY ZERO
範例 |  | 1 | R |  | #UNPARSEABLE | Accessories | A711.E36311A-1 | 2.5 | [5 empty] | 29.66 | [9 empty] | 29.66 |  | #DIVIDE BY ZERO |  | -29.66 | #DIVIDE BY ZERO | #UNPARSEABLE | #BLOCKED |  | -0.98867 | #DIVIDE BY ZERO | 0 | 0 | 0 | #DIVIDE BY ZERO | #DIVIDE BY ZERO
範例 |  | 0 | R |  | #UNPARSEABLE | DC power supply, triple-output, 6 V, 5 A and ±25 V, 1A, 80 W: USB | A711.E36311A-11 | 3 | [5 empty] | 29.66 | [9 empty] | 29.66 |  | #DIVIDE BY ZERO |  | -29.66 | #DIVIDE BY ZERO | #UNPARSEABLE | #BLOCKED |  | -0.98867 | #DIVIDE BY ZERO | 0 | 0 | 0 | #DIVIDE BY ZERO | #DIVIDE BY ZERO
範例 |  | 2 | R |  | #UNPARSEABLE | E36311A | A711.E36311A | 2 | [17 empty] | #DIVIDE BY ZERO |  | 0 | #DIVIDE BY ZERO | #UNPARSEABLE | #BLOCKED |  | 0 | #DIVIDE BY ZERO | 0 | 0 | 0 | #DIVIDE BY ZERO | #DIVIDE BY ZERO
範例 |  | 1 | R |  | #UNPARSEABLE | Main | A711.E36311A-0 | 2.5 | [5 empty] | 29.66 | [9 empty] | 29.66 |  | #DIVIDE BY ZERO |  | -29.66 | #DIVIDE BY ZERO | #UNPARSEABLE | #BLOCKED |  | -0.98867 | #DIVIDE BY ZERO | 0 | 0 | 0 | #DIVIDE BY ZERO | #DIVIDE BY ZERO
範例 |  | 0 | R |  | #UNPARSEABLE | DC power supply, triple-output, 6 V, 5 A and ±25 V, 1A, 80 W: USB | A711.E36311A-00 | 3 | [5 empty] | 29.66 | [9 empty] | 29.66 |  | #DIVIDE BY ZERO |  | -29.66 | #DIVIDE BY ZERO | #UNPARSEABLE | #BLOCKED |  | -0.98867 | #DIVIDE BY ZERO | 0 | 0 | 0 | #DIVIDE BY ZERO | #DIVIDE BY ZERO
範例 |  | 1 | R |  | #UNPARSEABLE | Accessories | A711.E36311A-1 | 2.5 | [5 empty] | 29.66 | [9 empty] | 29.66 |  | #DIVIDE BY ZERO |  | -29.66 | #DIVIDE BY ZERO | #UNPARSEABLE | #BLOCKED |  | -0.98867 | #DIVIDE BY ZERO | 0 | 0 | 0 | #DIVIDE BY ZERO | #DIVIDE BY ZERO
範例 |  | 0 | R |  | #UNPARSEABLE | DC power supply, triple-output, 6 V, 5 A and ±25 V, 1A, 80 W: USB | A711.E36311A-11 | 3 | [5 empty] | 29.66 | [9 empty] | 29.66 |  | #DIVIDE BY ZERO |  | -29.66 | #DIVIDE BY ZERO | #UNPARSEABLE | #BLOCKED |  | -0.98867 | #DIVIDE BY ZERO | 0 | 0 | 0 | #DIVIDE BY ZERO | #DIVIDE BY ZERO
[6 empty] | E36103B | A711.K | 2 | [17 empty] | #DIVIDE BY ZERO |  | 0 | #DIVIDE BY ZERO | #UNPARSEABLE | #BLOCKED |  | 0 | #DIVIDE BY ZERO
[6 empty] | DC power supply, single-output, 20 V, 2 A, 40 W | A712.K-E36103B | 3 | [5 empty] | 24.435 | [9 empty] | 24.435 |  | #DIVIDE BY ZERO |  | -24.435 | #DIVIDE BY ZERO | #UNPARSEABLE | #BLOCKED |  | -0.8145 | #DIVIDE BY ZERO
範例 | [5 empty] | N5249B | A711.N5249B | 2 | [17 empty] | #DIVIDE BY ZERO |  | 0 | #DIVIDE BY ZERO | #UNPARSEABLE | #BLOCKED |  | 0 | #DIVIDE BY ZERO
範例 | [5 empty] | N5249B：10 MHz to 8.5GHz PNA-X network analyzer | A711.N5249B-000 | 3 | [5 empty] | 24.435 | [9 empty] | 24.435 |  | #DIVIDE BY ZERO |  | -24.435 | #DIVIDE BY ZERO | #UNPARSEABLE | #BLOCKED |  | -0.8145 | #DIVIDE BY ZERO
範例 | [5 empty] | N5249B-217：2-port, configurable test set, source attenuators, receiver attenuators | A711.N5249B-217 | 3 | [5 empty] | 24.435 | [9 empty] | 24.435 |  | #DIVIDE BY ZERO |  | -24.435 | #DIVIDE BY ZERO | #UNPARSEABLE | #BLOCKED |  | -0.8145 | #DIVIDE BY ZERO
[6 empty] | N5173B | A711.N5173B | 2 | [17 empty] | #DIVIDE BY ZERO |  | 0 | #DIVIDE BY ZERO | #UNPARSEABLE | #BLOCKED |  | 0 | #DIVIDE BY ZERO
[6 empty] | N5173B：EXG X-Class Microwave Analog Signal Generator | B152-W-N5173B | 3 | [5 empty] | 24.435 | [9 empty] | 24.435 |  | #DIVIDE BY ZERO |  | -24.435 | #DIVIDE BY ZERO | #UNPARSEABLE | #BLOCKED |  | -0.8145 | #DIVIDE BY ZERO
[6 empty] | N5173B-513：Frequency range, 9 kHz to 13 GHz | B152-W-N5173B-513 | 3 | [5 empty] | 24.435 | [9 empty] | 24.435 |  | #DIVIDE BY ZERO |  | -24.435 | #DIVIDE BY ZERO | #UNPARSEABLE | #BLOCKED |  | -0.8145 | #DIVIDE BY ZERO
[6 empty] | E8663D | A711.E8663D | 2 | [17 empty] | #DIVIDE BY ZERO |  | 0 | #DIVIDE BY ZERO | #UNPARSEABLE | #BLOCKED |  | 0 | #DIVIDE BY ZERO
[6 empty] | E8663D：SG RF Analog Signal Generator | B152-W-E8663D | 3 | [5 empty] | 24.435 | [9 empty] | 24.435 |  | #DIVIDE BY ZERO |  | -24.435 | #DIVIDE BY ZERO | #UNPARSEABLE | #BLOCKED |  | -0.8145 | #DIVIDE BY ZERO
[6 empty] | E8663D-503：Frequency range from 100 kHz to 3.2 GHz | B152-W-E8663D-503 | 3 | [5 empty] | 24.435 | [9 empty] | 24.435 |  | #DIVIDE BY ZERO |  | -24.435 | #DIVIDE BY ZERO | #UNPARSEABLE | #BLOCKED |  | -0.8145 | #DIVIDE BY ZERO
|  | 0 | R |  | #UNPARSEABLE | Keysight E8718A | A711.E8718A | 2 | [17 empty] | #DIVIDE BY ZERO |  | 0 | #DIVIDE BY ZERO | #UNPARSEABLE | #BLOCKED |  | 0 | #DIVIDE BY ZERO | 0 | 0 | 0 | #DIVIDE BY ZERO | #DIVIDE BY ZERO
[6 empty] | N9000BU | A711.N9000BU | 2 | [17 empty] | #DIVIDE BY ZERO |  | 0 | #DIVIDE BY ZERO | #UNPARSEABLE | #BLOCKED |  | 0 | #DIVIDE BY ZERO
[6 empty] | N9000BU：Upgrades for CXA Signal Analyzer, Multi-touch |  | 3 | [5 empty] | 24.435 | [9 empty] | 24.435 |  | #DIVIDE BY ZERO |  | -24.435 | #DIVIDE BY ZERO | #UNPARSEABLE | #BLOCKED |  | -0.8145 | #DIVIDE BY ZERO
[6 empty] | N9000BU-P26：Preamplifier, 26.5 GHz |  | 3 | [5 empty] | 24.435 | [9 empty] | 24.435 |  | #DIVIDE BY ZERO |  | -24.435 | #DIVIDE BY ZERO | #UNPARSEABLE | #BLOCKED |  | -0.8145 | #DIVIDE BY ZERO
[6 empty] | R1286A-HU：Keysight hardware upgrade installationservices |  | 3 | [5 empty] | 24.435 | [9 empty] | 24.435 |  | #DIVIDE BY ZERO |  | -24.435 | #DIVIDE BY ZERO | #UNPARSEABLE | #BLOCKED |  | -0.8145 | #DIVIDE BY ZERO
[6 empty] | R-50G-711：Keysight Calibration for HardwareUpgrade |  | 3 | [5 empty] | 24.435 | [9 empty] | 24.435 |  | #DIVIDE BY ZERO |  | -24.435 | #DIVIDE BY ZERO | #UNPARSEABLE | #BLOCKED |  | -0.8145 | #DIVIDE BY ZERO
[6 empty] | N9069EM0E：Noise Figure Measurement Application |  | 3 | [5 empty] | 24.435 | [9 empty] | 24.435 |  | #DIVIDE BY ZERO |  | -24.435 | #DIVIDE BY ZERO | #UNPARSEABLE | #BLOCKED |  | -0.8145 | #DIVIDE BY ZERO
[6 empty] | R-Y5C-001-A：Node-locked perpetual license |  | 3 | [5 empty] | 24.435 | [9 empty] | 24.435 |  | #DIVIDE BY ZERO |  | -24.435 | #DIVIDE BY ZERO | #UNPARSEABLE | #BLOCKED |  | -0.8145 | #DIVIDE BY ZERO
[6 empty] | R-Y6C-001-L：KeysightCare software supportsubscription, node-locked - 12 months |  | 3 | [5 empty] | 24.435 | [9 empty] | 24.435 |  | #DIVIDE BY ZERO |  | -24.435 | #DIVIDE BY ZERO | #UNPARSEABLE | #BLOCKED |  | -0.8145 | #DIVIDE BY ZERO
[6 empty] | 346C | A711.346C | 2 | [17 empty] | #DIVIDE BY ZERO |  | 0 | #DIVIDE BY ZERO | #UNPARSEABLE | #BLOCKED |  | 0 | #DIVIDE BY ZERO
[6 empty] | 346C | A711.346C-0 | [18 empty] | #DIVIDE BY ZERO |  | 0 | #DIVIDE BY ZERO | #UNPARSEABLE | #BLOCKED |  | 0 | #DIVIDE BY ZERO
[6 empty] | -10 MHz to 26.5 GHz 346 Series NoiseSource nominal ENR 15dB | A711.346C-00 | 3 | [5 empty] | 24.435 | [9 empty] | 24.435 |  | #DIVIDE BY ZERO |  | -24.435 | #DIVIDE BY ZERO | #UNPARSEABLE | #BLOCKED |  | -0.8145 | #DIVIDE BY ZERO
[6 empty] | 82357B | A711.82357B | 2 | [17 empty] | #DIVIDE BY ZERO |  | 0 | #DIVIDE BY ZERO | #UNPARSEABLE | #BLOCKED |  | 0 | #DIVIDE BY ZERO
範例 |  | 0 | R |  | #UNPARSEABLE | Main | A711.82357B-0 | 2.5 | [5 empty] | 29.66 | [9 empty] | 29.66 |  | #DIVIDE BY ZERO |  | -29.66 | #DIVIDE BY ZERO | #UNPARSEABLE | #BLOCKED |  | -0.98867 | #DIVIDE BY ZERO | 0 | 0 | 0 | #DIVIDE BY ZERO | #DIVIDE BY ZERO
[6 empty] | -USB/GPIB Interface High-Speed USB 2.0 | A711.82357B-00 | 3 | [5 empty] | 24.435 | [9 empty] | 24.435 |  | #DIVIDE BY ZERO |  | -24.435 | #DIVIDE BY ZERO | #UNPARSEABLE | #BLOCKED |  | -0.8145 | #DIVIDE BY ZERO
|  | 2 | F |  | #UNPARSEABLE | Keysight E36XXX | A711.E36XXX | 2 | [17 empty] | #DIVIDE BY ZERO |  | 0 | #DIVIDE BY ZERO | #UNPARSEABLE | #BLOCKED |  | 0 | #DIVIDE BY ZERO | 0 | 0 | 0 | #DIVIDE BY ZERO | #DIVIDE BY ZERO
|  | 1 | R |  | #UNPARSEABLE | E36300 | A711.E36100 | 2 | [17 empty] | #DIVIDE BY ZERO |  | 0 | #DIVIDE BY ZERO | #UNPARSEABLE | #BLOCKED |  | 0 | #DIVIDE BY ZERO | 0 | 0 | 0 | #DIVIDE BY ZERO | #DIVIDE BY ZERO
|  | 0 | R |  | #UNPARSEABLE | -E36311A -DC power supply, triple-output, 6 V, 5 A and ±25 V, 1A, 80 W: USB | E36311A | 2 | [17 empty] | #DIVIDE BY ZERO |  | 0 | #DIVIDE BY ZERO | #UNPARSEABLE | #BLOCKED |  | 0 | #DIVIDE BY ZERO | 0 | 0 | 0 | #DIVIDE BY ZERO | #DIVIDE BY ZERO
|  | 0 | R |  | #UNPARSEABLE | E36100 | A711.E36300 | 2 | [17 empty] | #DIVIDE BY ZERO |  | 0 | #DIVIDE BY ZERO | #UNPARSEABLE | #BLOCKED |  | 0 | #DIVIDE BY ZERO | 0 | 0 | 0 | #DIVIDE BY ZERO | #DIVIDE BY ZERO
[6 empty] | -E36103B -DC power supply, single-output, 20 V, 2 A, 40 W | E36103B | 2 | [17 empty] | #DIVIDE BY ZERO |  | 0 | #DIVIDE BY ZERO | #UNPARSEABLE | #BLOCKED |  | 0 | #DIVIDE BY ZERO
|  | 0 | F |  | #UNPARSEABLE | Keysight E5XXXX | A711.E5XXXX | 2 | [17 empty] | #DIVIDE BY ZERO |  | 0 | #DIVIDE BY ZERO | #UNPARSEABLE | #BLOCKED |  | 0 | #DIVIDE BY ZERO | 0 | 0 | 0 | #DIVIDE BY ZERO | #DIVIDE BY ZERO
[6 empty] | N5249B | A711.N5249B | 2 | [17 empty] | #DIVIDE BY ZERO |  | 0 | #DIVIDE BY ZERO | #UNPARSEABLE | #BLOCKED |  | 0 | #DIVIDE BY ZERO
[6 empty] | N5249B：10 MHz to 8.5GHz PNA-X network analyzer | N5249B | 3 | [17 empty] | #DIVIDE BY ZERO |  | 0 | #DIVIDE BY ZERO | #UNPARSEABLE | #BLOCKED |  | 0 | #DIVIDE BY ZERO
[6 empty] | N5249B-217：2-port, configurable test set, source attenuators, receiver attenuators | N5249B-217 | 3 | [17 empty] | #DIVIDE BY ZERO |  | 0 | #DIVIDE BY ZERO | #UNPARSEABLE | #BLOCKED |  | 0 | #DIVIDE BY ZERO
[6 empty] | N5173B | A711.N5173B | 2 | [17 empty] | #DIVIDE BY ZERO |  | 0 | #DIVIDE BY ZERO | #UNPARSEABLE | #BLOCKED |  | 0 | #DIVIDE BY ZERO
[6 empty] | N5173B：EXG X-Class Microwave Analog Signal Generator | N5173B | 3 | [17 empty] | #DIVIDE BY ZERO |  | 0 | #DIVIDE BY ZERO | #UNPARSEABLE | #BLOCKED |  | 0 | #DIVIDE BY ZERO
[6 empty] | N5173B-513：Frequency range, 9 kHz to 13 GHz | N5173B-513 | 3 | [17 empty] | #DIVIDE BY ZERO |  | 0 | #DIVIDE BY ZERO | #UNPARSEABLE | #BLOCKED |  | 0 | #DIVIDE BY ZERO
|  | 0 | F |  | #UNPARSEABLE | Keysight E86XXX | A711.E86XXX | 2 | [17 empty] | #DIVIDE BY ZERO |  | 0 | #DIVIDE BY ZERO | #UNPARSEABLE | #BLOCKED |  | 0 | #DIVIDE BY ZERO | 0 | 0 | 0 | #DIVIDE BY ZERO | #DIVIDE BY ZERO
[6 empty] | E8663D | A711.E8663D | 2 | [17 empty] | #DIVIDE BY ZERO |  | 0 | #DIVIDE BY ZERO | #UNPARSEABLE | #BLOCKED |  | 0 | #DIVIDE BY ZERO
[6 empty] | E8663D：SG RF Analog Signal Generator | E8663D | 3 | [17 empty] | #DIVIDE BY ZERO |  | 0 | #DIVIDE BY ZERO | #UNPARSEABLE | #BLOCKED |  | 0 | #DIVIDE BY ZERO
[6 empty] | E8663D-503：Frequency range from 100 kHz to 3.2 GHz | E8663D-503 | 3 | [17 empty] | #DIVIDE BY ZERO |  | 0 | #DIVIDE BY ZERO | #UNPARSEABLE | #BLOCKED |  | 0 | #DIVIDE BY ZERO
|  | 0 | F |  | #UNPARSEABLE | Keysight N9XXX | A711.N9XXX | 2 | [17 empty] | #DIVIDE BY ZERO |  | 0 | #DIVIDE BY ZERO | #UNPARSEABLE | #BLOCKED |  | 0 | #DIVIDE BY ZERO | 0 | 0 | 0 | #DIVIDE BY ZERO | #DIVIDE BY ZERO
[6 empty] | N9000BU | A711.N9000BU | 2 | [17 empty] | #DIVIDE BY ZERO |  | 0 | #DIVIDE BY ZERO | #UNPARSEABLE | #BLOCKED |  | 0 | #DIVIDE BY ZERO
[6 empty] | N9000BU：Upgrades for CXA Signal Analyzer, Multi-touch | N9000BU | 3 | [5 empty] | 24.435 | [9 empty] | 24.435 |  | #DIVIDE BY ZERO |  | -24.435 | #DIVIDE BY ZERO | #UNPARSEABLE | #BLOCKED |  | -0.8145 | #DIVIDE BY ZERO
[6 empty] | N9000BU-P26：Preamplifier, 26.5 GHz | N9000BU-P26 | 3 | [5 empty] | 24.435 | [9 empty] | 24.435 |  | #DIVIDE BY ZERO |  | -24.435 | #DIVIDE BY ZERO | #UNPARSEABLE | #BLOCKED |  | -0.8145 | #DIVIDE BY ZERO
[6 empty] | R1286A-HU：Keysight hardware upgrade installationservices | R1286A-HU | 3 | [5 empty] | 24.435 | [9 empty] | 24.435 |  | #DIVIDE BY ZERO |  | -24.435 | #DIVIDE BY ZERO | #UNPARSEABLE | #BLOCKED |  | -0.8145 | #DIVIDE BY ZERO
[6 empty] | R-50G-711：Keysight Calibration for HardwareUpgrade | R-50G-711 | 3 | [5 empty] | 24.435 | [9 empty] | 24.435 |  | #DIVIDE BY ZERO |  | -24.435 | #DIVIDE BY ZERO | #UNPARSEABLE | #BLOCKED |  | -0.8145 | #DIVIDE BY ZERO
[6 empty] | N9069EM0E：Noise Figure Measurement Application | N9069EM0E | 3 | [5 empty] | 24.435 | [9 empty] | 24.435 |  | #DIVIDE BY ZERO |  | -24.435 | #DIVIDE BY ZERO | #UNPARSEABLE | #BLOCKED |  | -0.8145 | #DIVIDE BY ZERO
[6 empty] | R-Y5C-001-A：Node-locked perpetual license | R-Y5C-001-A | 3 | [5 empty] | 24.435 | [9 empty] | 24.435 |  | #DIVIDE BY ZERO |  | -24.435 | #DIVIDE BY ZERO | #UNPARSEABLE | #BLOCKED |  | -0.8145 | #DIVIDE BY ZERO
[6 empty] | R-Y6C-001-L：KeysightCare software supportsubscription, node-locked - 12 months | R-Y6C-001-L | 3 | [5 empty] | 24.435 | [9 empty] | 24.435 |  | #DIVIDE BY ZERO |  | -24.435 | #DIVIDE BY ZERO | #UNPARSEABLE | #BLOCKED |  | -0.8145 | #DIVIDE BY ZERO
|  | 0 | F |  | #UNPARSEABLE | Keysight 34XX | A711.34XX | 2 | [17 empty] | #DIVIDE BY ZERO |  | 0 | #DIVIDE BY ZERO | #UNPARSEABLE | #BLOCKED |  | 0 | #DIVIDE BY ZERO | 0 | 0 | 0 | #DIVIDE BY ZERO | #DIVIDE BY ZERO
[6 empty] | 346C | A711.346C | 2 | [17 empty] | #DIVIDE BY ZERO |  | 0 | #DIVIDE BY ZERO | #UNPARSEABLE | #BLOCKED |  | 0 | #DIVIDE BY ZERO
[6 empty] | 346C：10 MHz to 26.5 GHz 346 Series NoiseSource nominal ENR 15dB | 346C | 3 | [5 empty] | 24.435 | [9 empty] | 24.435 |  | #DIVIDE BY ZERO |  | -24.435 | #DIVIDE BY ZERO | #UNPARSEABLE | #BLOCKED |  | -0.8145 | #DIVIDE BY ZERO
|  | 0 | F |  | #UNPARSEABLE | Keysight 8235XX | A711.8235XX | 2 | [17 empty] | #DIVIDE BY ZERO |  | 0 | #DIVIDE BY ZERO | #UNPARSEABLE | #BLOCKED |  | 0 | #DIVIDE BY ZERO | 0 | 0 | 0 | #DIVIDE BY ZERO | #DIVIDE BY ZERO
[6 empty] | 82357B | A711.82357B | 2 | [17 empty] | #DIVIDE BY ZERO |  | 0 | #DIVIDE BY ZERO | #UNPARSEABLE | #BLOCKED |  | 0 | #DIVIDE BY ZERO
[6 empty] | 82357B -82357B USB/GPIB Interface High-Speed USB 2.0 | 82357B | 3 | [5 empty] | 24.435 | [9 empty] | 24.435 |  | #DIVIDE BY ZERO |  | -24.435 | #DIVIDE BY ZERO | #UNPARSEABLE | #BLOCKED |  | -0.8145 | #DIVIDE BY ZERO
[6 empty] | R&S Equipments | A712 | 1
|  | 1 | F |  | #UNPARSEABLE | R&S ESR26 | A712.ESR26 | 2 | [17 empty] | #DIVIDE BY ZERO |  | 0 | #DIVIDE BY ZERO | #UNPARSEABLE | #BLOCKED |  | 0 | #DIVIDE BY ZERO | 0 | 0 | 0 | #DIVIDE BY ZERO | #DIVIDE BY ZERO
|  | 1 | R |  | #UNPARSEABLE | Main | A712.ESR26-0 | 2 | [17 empty] | #DIVIDE BY ZERO |  | 0 | #DIVIDE BY ZERO | #UNPARSEABLE | #BLOCKED |  | 0 | #DIVIDE BY ZERO | 0 | 0 | 0 | #DIVIDE BY ZERO | #DIVIDE BY ZERO
|  | 0 | R |  | #UNPARSEABLE | -EMI Test Receiver for certification to commercial standards 9k ~ 26.5GHz, CISPR 16-1-1 Compliant | A712.ESR26-00 | 3 | [5 empty] | 29.66 | [9 empty] | 29.66 |  | #DIVIDE BY ZERO |  | -29.66 | #DIVIDE BY ZERO | #UNPARSEABLE | #BLOCKED |  | -0.98867 | #DIVIDE BY ZERO | 0 | 0 | 0 | #DIVIDE BY ZERO | #DIVIDE BY ZERO
[6 empty] | Accessories | A712.DCV-1 | [18 empty] | #DIVIDE BY ZERO |  | 0 | #DIVIDE BY ZERO | #UNPARSEABLE | #BLOCKED |  | 0 | #DIVIDE BY ZERO
[6 empty] | -DCV : Documentation of calibration values | A712.DCV-11 | [18 empty] | #DIVIDE BY ZERO |  | 0 | #DIVIDE BY ZERO | #UNPARSEABLE | #BLOCKED |  | 0 | #DIVIDE BY ZERO
|  | 0 | F |  | #UNPARSEABLE | R&S ESWXX | A711.ESWXX | 2 | [17 empty] | #DIVIDE BY ZERO |  | 0 | #DIVIDE BY ZERO | #UNPARSEABLE | #BLOCKED |  | 0 | #DIVIDE BY ZERO | 0 | 0 | 0 | #DIVIDE BY ZERO | #DIVIDE BY ZERO
[6 empty] | ESW44 | A711.ESW44 | 2 | [17 empty] | #DIVIDE BY ZERO |  | 0 | #DIVIDE BY ZERO | #UNPARSEABLE | #BLOCKED |  | 0 | #DIVIDE BY ZERO
[6 empty] | -ESW44 -EMI Test Receiver for certification measurements compliant to CISPR 16-1-1 and Mil-Std 461 from 2 Hz to 44 GHz | ESW44 | 3 | [5 empty] | 24.435 | [9 empty] | 24.435 |  | #DIVIDE BY ZERO |  | -24.435 | #DIVIDE BY ZERO | #UNPARSEABLE | #BLOCKED |  | -0.8145 | #DIVIDE BY ZERO
[6 empty] | -DCV : Documentation of calibration values | DCV | [18 empty] | #DIVIDE BY ZERO |  | 0 | #DIVIDE BY ZERO | #UNPARSEABLE | #BLOCKED |  | 0 | #DIVIDE BY ZERO
|  | 0 | F |  | #UNPARSEABLE | R&S CMWXXX | A711.CMWXXX | 2 | [17 empty] | #DIVIDE BY ZERO |  | 0 | #DIVIDE BY ZERO | #UNPARSEABLE | #BLOCKED |  | 0 | #DIVIDE BY ZERO | 0 | 0 | 0 | #DIVIDE BY ZERO | #DIVIDE BY ZERO
[6 empty] | CMW100 | A711.CMW100 | 2 | [17 empty] | #DIVIDE BY ZERO |  | 0 | #DIVIDE BY ZERO | #UNPARSEABLE | #BLOCKED |  | 0 | #DIVIDE BY ZERO
[6 empty] | -CMW100 -R&S®CMW100 Communications Manufacturing Test Set | CMW100 | 3 | [5 empty] | 24.435 | [9 empty] | 24.435 |  | #DIVIDE BY ZERO |  | -24.435 | #DIVIDE BY ZERO | #UNPARSEABLE | #BLOCKED |  | -0.8145 | #DIVIDE BY ZERO
|  | 0 | F |  | #UNPARSEABLE | R&S ZNXX | A711.ZNXX | 2 | [17 empty] | #DIVIDE BY ZERO |  | 0 | #DIVIDE BY ZERO | #UNPARSEABLE | #BLOCKED |  | 0 | #DIVIDE BY ZERO | 0 | 0 | 0 | #DIVIDE BY ZERO | #DIVIDE BY ZERO
[6 empty] | ZNB8 | A711.ZNB8 | 2 | [17 empty] | #DIVIDE BY ZERO |  | 0 | #DIVIDE BY ZERO | #UNPARSEABLE | #BLOCKED |  | 0 | #DIVIDE BY ZERO
[6 empty] | ZNB8 -Vector-Network Analyzer, 2 ports 9 kHz to 8.5 GHz, N(f) Connectors | ZNB8 | 3 | [5 empty] | 24.435 | [9 empty] | 24.435 |  | #DIVIDE BY ZERO |  | -24.435 | #DIVIDE BY ZERO | #UNPARSEABLE | #BLOCKED |  | -0.8145 | #DIVIDE BY ZERO
[6 empty] | DCV-2 -Documentation of calibration values | DCV-2 | 3 | [5 empty] | 24.435 | [9 empty] | 24.435 |  | #DIVIDE BY ZERO |  | -24.435 | #DIVIDE BY ZERO | #UNPARSEABLE | #BLOCKED |  | -0.8145 | #DIVIDE BY ZERO
[6 empty] | ZN-Z135 -Calibration kit, 50 Ohm, 3.5mm (female), 0 Hz to 26.5 GHz, Open, Short, Match, Through Combination, depending on VNA type, characteriation data are pre-defined or available from the R&S website (accessory) | ZN-Z135 | 3 | [5 empty] | 24.435 | [9 empty] | 24.435 |  | #DIVIDE BY ZERO |  | -24.435 | #DIVIDE BY ZERO | #UNPARSEABLE | #BLOCKED |  | -0.8145 | #DIVIDE BY ZERO
|  | 1 | R |  | #UNPARSEABLE | ESR26 | A711.R-ESR26 | 2 | [17 empty] | #DIVIDE BY ZERO |  | 0 | #DIVIDE BY ZERO | #UNPARSEABLE | #BLOCKED |  | 0 | #DIVIDE BY ZERO | 0 | 0 | 0 | #DIVIDE BY ZERO | #DIVIDE BY ZERO
|  | 0 | R |  | #UNPARSEABLE | -EMI Test Receiver for certification to commercial standards 9k ~ 26.5GHz, CISPR 16-1-1 Compliant | A711.R-ESR26 | 3 | [5 empty] | 29.66 | [9 empty] | 29.66 |  | #DIVIDE BY ZERO |  | -29.66 | #DIVIDE BY ZERO | #UNPARSEABLE | #BLOCKED |  | -0.98867 | #DIVIDE BY ZERO | 0 | 0 | 0 | #DIVIDE BY ZERO | #DIVIDE BY ZERO
[6 empty] | -DCV : Documentation of calibration values | [19 empty] | #DIVIDE BY ZERO |  | 0 | #DIVIDE BY ZERO | #UNPARSEABLE | #BLOCKED |  | 0 | #DIVIDE BY ZERO
[6 empty] | ESW44 | A711.R-ESW44 | 2 | [17 empty] | #DIVIDE BY ZERO |  | 0 | #DIVIDE BY ZERO | #UNPARSEABLE | #BLOCKED |  | 0 | #DIVIDE BY ZERO
[6 empty] | -EMI Test Receiver for certification measurements compliant to CISPR 16-1-1 and Mil-Std 461 from 2 Hz to 44 GHz | A711.R-ESW44 | 3 | [5 empty] | 24.435 | [9 empty] | 24.435 |  | #DIVIDE BY ZERO |  | -24.435 | #DIVIDE BY ZERO | #UNPARSEABLE | #BLOCKED |  | -0.8145 | #DIVIDE BY ZERO
[6 empty] | -DCV : Documentation of calibration values | [19 empty] | #DIVIDE BY ZERO |  | 0 | #DIVIDE BY ZERO | #UNPARSEABLE | #BLOCKED |  | 0 | #DIVIDE BY ZERO
[6 empty] | CMW100 | A711.CMW100 | 2 | [17 empty] | #DIVIDE BY ZERO |  | 0 | #DIVIDE BY ZERO | #UNPARSEABLE | #BLOCKED |  | 0 | #DIVIDE BY ZERO
[6 empty] | -R&S®CMW100 Communications Manufacturing Test Set |  | 3 | [5 empty] | 24.435 | [9 empty] | 24.435 |  | #DIVIDE BY ZERO |  | -24.435 | #DIVIDE BY ZERO | #UNPARSEABLE | #BLOCKED |  | -0.8145 | #DIVIDE BY ZERO
[6 empty] | ZNB8 | A711.ZNB8 | 2 | [17 empty] | #DIVIDE BY ZERO |  | 0 | #DIVIDE BY ZERO | #UNPARSEABLE | #BLOCKED |  | 0 | #DIVIDE BY ZERO
[6 empty] | ZNB8 -Vector-Network Analyzer, 2 ports 9 kHz to 8.5 GHz, N(f) Connectors |  | 3 | [5 empty] | 24.435 | [9 empty] | 24.435 |  | #DIVIDE BY ZERO |  | -24.435 | #DIVIDE BY ZERO | #UNPARSEABLE | #BLOCKED |  | -0.8145 | #DIVIDE BY ZERO
[6 empty] | DCV-2 -Documentation of calibration values |  | 3 | [5 empty] | 24.435 | [9 empty] | 24.435 |  | #DIVIDE BY ZERO |  | -24.435 | #DIVIDE BY ZERO | #UNPARSEABLE | #BLOCKED |  | -0.8145 | #DIVIDE BY ZERO
[6 empty] | ZN-Z135 -Calibration kit, 50 Ohm, 3.5mm (female), 0 Hz to 26.5 GHz, Open, Short, Match, Through Combination, depending on VNA type, characteriation data are pre-defined or available from the R&S website (accessory) |  | 3 | [5 empty] | 24.435 | [9 empty] | 24.435 |  | #DIVIDE BY ZERO |  | -24.435 | #DIVIDE BY ZERO | #UNPARSEABLE | #BLOCKED |  | -0.8145 | #DIVIDE BY ZERO
[6 empty] | Anritsu Equipments | A713. | 1
[6 empty] | Anritsu MS46522B 8.5GHz/2 Ports VNA -MS46522B：2-port Performance Shockline VNA (mustbe ordered with one frequency option) -MS46522B-010 ：Option 10, 8.5 GHz Frequency-Not included Cal kit |  | 1
[6 empty] | MT8862A Wireless Connectivity Test Set -MT8862A:Wireless Connectivity Test Set -MT8862A-001:RF Frequency 2.4GHz,5GHz -MX886200A:WLAN Measurement Software -MX886200A-001:WLAN 802.11ac Option -MX886200A-020:WLAN Security Function -MT8862A-ES310:3 Years Extended Warranty Service |  | 1
5-報價 |  | 2 | R |  | #UNPARSEABLE | MG3692C | A713.MG3692C | 2 | [17 empty] | #DIVIDE BY ZERO |  | 0 | #DIVIDE BY ZERO | #UNPARSEABLE | #BLOCKED |  | 0 | #DIVIDE BY ZERO | 0 | 0 | 0 | #DIVIDE BY ZERO | #DIVIDE BY ZERO
5-報價 |  | 1 | R |  | #UNPARSEABLE | Main | A713.MG3692C-0 | 2.5 | [5 empty] | 29.66 | [9 empty] | 29.66 |  | #DIVIDE BY ZERO |  | -29.66 | #DIVIDE BY ZERO | #UNPARSEABLE | #BLOCKED |  | -0.98867 | #DIVIDE BY ZERO | 0 | 0 | 0 | #DIVIDE BY ZERO | #DIVIDE BY ZERO
5-報價 |  | 0 | R |  | #UNPARSEABLE | MG3692C:Signal Generator, 2 - 20 GHz | A713.MG3692C-00 | 3 | [5 empty] | 29.66 | [9 empty] | 29.66 |  | #DIVIDE BY ZERO |  | -29.66 | #DIVIDE BY ZERO | #UNPARSEABLE | #BLOCKED |  | -0.98867 | #DIVIDE BY ZERO | 0 | 0 | 0 | #DIVIDE BY ZERO | #DIVIDE BY ZERO
5-報價 |  | 4 | R |  | #UNPARSEABLE | Accessories | A713.MG3690C-1 | 2.5 | [5 empty] | 29.66 | [9 empty] | 29.66 |  | #DIVIDE BY ZERO |  | -29.66 | #DIVIDE BY ZERO | #UNPARSEABLE | #BLOCKED |  | -0.98867 | #DIVIDE BY ZERO | 0 | 0 | 0 | #DIVIDE BY ZERO | #DIVIDE BY ZERO
5-報價 |  | 0 | R |  | #UNPARSEABLE | MG3690C/2A:Option 2A, Mechanical Step Attenuator, 110dB (For Model MG3692C) | A713.MG3690C/2A | 3 | [5 empty] | 29.66 | [9 empty] | 29.66 |  | #DIVIDE BY ZERO |  | -29.66 | #DIVIDE BY ZERO | #UNPARSEABLE | #BLOCKED |  | -0.98867 | #DIVIDE BY ZERO | 0 | 0 | 0 | #DIVIDE BY ZERO | #DIVIDE BY ZERO
|  | 0 |  |  |  | MG3690C/3:Option 3, Ultra low phase noise, main band >2GHz (For MG3690C Models) | A713.MG3690C/3 | [18 empty] | #DIVIDE BY ZERO |  | 0 | #DIVIDE BY ZERO | #UNPARSEABLE | #BLOCKED |  | 0 | #DIVIDE BY ZERO | 0 | 0 | 0 | #DIVIDE BY ZERO | #DIVIDE BY ZERO
|  | 0 |  |  |  | MG3690C/4: Option 4, RF Coverage 8 MHz - 2.2 GHz, with a digital down-converter for ultra-low phase noise (Not available with Option 5). Specs apply ≥10 MHz (For MG3690C Models) | A713.MG3690C/4 | [18 empty] | #DIVIDE BY ZERO |  | 0 | #DIVIDE BY ZERO | #UNPARSEABLE | #BLOCKED |  | 0 | #DIVIDE BY ZERO | 0 | 0 | 0 | #DIVIDE BY ZERO | #DIVIDE BY ZERO
|  | 0 |  |  |  | MG3690C/15A:Option 15A, High Power Output (For Model MG3692C) | A713.MG3690C/15A | [18 empty] | #DIVIDE BY ZERO |  | 0 | #DIVIDE BY ZERO | #UNPARSEABLE | #BLOCKED |  | 0 | #DIVIDE BY ZERO | 0 | 0 | 0 | #DIVIDE BY ZERO | #DIVIDE BY ZERO
[6 empty] | MG3690C/16:Option 16, High Stability Time Base (For MG3690C Models) | A713.MG3690C/16
[6 empty] | MG3690C/28A:Option 28A, Full Modulation Suite, includes internally and externally driven frequency, phase, amplitude and pulse modulation with internal LF and pulse generators. Bundles Opts 12, 14, 26A, 27 (Not available with Opt 12, 14, 26A, 27)(For Model MG3692C) | A713.MG3690C/28A
[6 empty] | SM4743:N(f) Output Connector (For MG3691C and MG3692C Models Only) | A713.SM4743
[6 empty] | Ametek Equipments | A714 | 1
[6 empty] | NI Equipments | A715 | 1
[6 empty] | Others Equipments | A719 | 1
7-預計上架 | 1 | 4 |  |  | A7 | A72-Passive hardware | A72 |  |  |  |  | 1 | [6 empty] | 0 | 式 |  |  | 1. 準備文件8/30 2. 網站上線9/30 3. 開始拜訪台灣/中國/東南亞/美國12/31
[6 empty] | SAM | A721
[6 empty] | SPEAG | A721
|  | 0 | R |  | #UNPARSEABLE | OTA Test Phantom for OTA Chamber | A731.A.PONN | 2 | [17 empty] | #DIVIDE BY ZERO |  | 0 | #DIVIDE BY ZERO | #UNPARSEABLE | #BLOCKED |  | 0 | #DIVIDE BY ZERO | 0 | 0 | 0 | #DIVIDE BY ZERO | #DIVIDE BY ZERO
[6 empty] | HEAD-P10 -HEAD Base Phantom for POPEYE10 | A731.A101 | 3 |  |  |  | 1 | 285.6 | 217.056
[6 empty] | SHO-GFPC-V1 -SHO Generic Forearm Phantom, CTIA V1 | A731.A102 | 3 |  |  |  | 1 | 206.5 | 152.81
[6 empty] | SHO-GFPC-V1 -SHO Generic Forearm Phantom, CTIA V1 | A731.A103 | 3 |  |  |  | 1 | 206.5 | 152.81
[6 empty] | EAR-A2-P10 -pair of exchangeable EAR inserts with Anatomical pinna2 for HEAD-P10 | A731.A105 | 3 |  |  |  | 1 | 188.7 | 143.412
[6 empty] | CHEST-P10 -CHEST Phantom for POPEYE10 | A731.A106 | 3 |  |  |  | 1 | 561 | 426
[6 empty] | FACE-P10 -exchangeable FACE phantom for HEAD-P10 | A731.A109 | 3 |  |  |  | 1 | 122.4 | 93.024
[6 empty] | STAND-HEAD-P10 -STAND for HEAD-P10/ mmW-HEAD-P10 | A731.A113 | 3 |  |  |  | 1 | 34.7 | 26.372
[6 empty] | SHO-FX-V5 -SHO Fixture X Version 5 (Pink X for Data, PDA, Wide, TAB, THG, CN1 hands and Forearm Phantoms) | A731.A112 | 3 |  |  |  | 1 | 38 | 28.12
[6 empty] | GCPC-V1 -Generic Chest Phantom CTIA V1 | A731.A301 | 3 |  |  |  | 1 | 530.1 | 392.274
[6 empty] | Freight & Insureance | A731.A139 | 3 |  |  |  | 1 | 25.5 | 19.38
[6 empty] | Absorber material | A722
[6 empty] | E&C Absorbers | A722
3-量產 |  |  |  |  | A211.R | VHP | A722.VHP |  |  |  |  | 1 | [25 empty] | #DIVIDE BY ZERO | #DIVIDE BY ZERO
3-量產 |  |  |  |  | A212.X | AB-E12 E&C Pyramid Absorber | A212.E12 |  | 硬體成本10% | [8 empty] | 0 | 0 | #DIVIDE BY ZERO | [17 empty] | #DIVIDE BY ZERO | #DIVIDE BY ZERO
[5 empty] | A212.X | E&C WAVASORB VHP-18 B CO | B113-E-VHP-18 B co | [6 empty] | 5.25 |  |  |  | 0 | 0 | #DIVIDE BY ZERO | [17 empty] | #DIVIDE BY ZERO | #DIVIDE BY ZERO
[5 empty] | A212.X | E&C WAVASORB VHP-12 B CO | B113-E-VHP-12 B co | [6 empty] | 4.9 |  |  |  | 0 | 0 | #DIVIDE BY ZERO | [17 empty] | #DIVIDE BY ZERO | #DIVIDE BY ZERO
3-量產 |  |  |  |  | A212.X | AB-E14 E&C Flatten Absorber | A212.E14 |  | 硬體成本10% | [8 empty] | 0 | 0 | #DIVIDE BY ZERO | [17 empty] | #DIVIDE BY ZERO | #DIVIDE BY ZERO
3-量產 |  |  |  |  | A211.R | VHY | A722.VHY |  |  |  |  | 1 | [25 empty] | #DIVIDE BY ZERO | #DIVIDE BY ZERO
3-量產 |  |  |  |  | A212.X | AB-E22 E&C Pyramid Absorber | A212.E22 | [10 empty] | 0 | 0 | #DIVIDE BY ZERO | [17 empty] | #DIVIDE BY ZERO | #DIVIDE BY ZERO
[5 empty] | A212.X | E&C WAVASORB VHY-30 4H | B113-E-VHY-30 4H | [6 empty] | 5.11 | [23 empty] | #DIVIDE BY ZERO | #DIVIDE BY ZERO
[5 empty] | A212.X | E&C WAVASORB VHY-18 4H | B113-E-VHY-18 4H | [6 empty] | 4.9 | [23 empty] | #DIVIDE BY ZERO | #DIVIDE BY ZERO
[5 empty] | A212.X | E&C WAVASORB VHY-12 4H | B113-E-VHY-12 4H | [6 empty] | 3.64 | [23 empty] | #DIVIDE BY ZERO | #DIVIDE BY ZERO
[5 empty] | A212.X | E&C WAVASORB VHY-18-4H CO | B113-E-VHY-18-4H co | [6 empty] | 6.86 | [23 empty] | #DIVIDE BY ZERO | #DIVIDE BY ZERO
[5 empty] | A212.X | E&C WAVASORB VHY-18 B CO | B113-E-VHY-18 B co | [6 empty] | 6.475 | [23 empty] | #DIVIDE BY ZERO | #DIVIDE BY ZERO
[5 empty] | A212.X | E&C WAVASORB VHY-12 B CO | B113-E-VHY-12 B co | [6 empty] | 5.635 | [23 empty] | #DIVIDE BY ZERO | #DIVIDE BY ZERO
[5 empty] | A212.X | E&C WAVASORB VHY-5-CO | B113-E-VHY-5 co | [6 empty] | 4.025 | [23 empty] | #DIVIDE BY ZERO | #DIVIDE BY ZERO
[5 empty] | A212.X | FHY-100 CO | B113-E-FHY-100 co | [6 empty] | 3.815 | [23 empty] | #DIVIDE BY ZERO | #DIVIDE BY ZERO
[5 empty] | A212.X | Fixation disc 9.5/15 | B621-E-Fixation disc | [6 empty] | 0.035 | [23 empty] | #DIVIDE BY ZERO | #DIVIDE BY ZERO
3-量產 |  |  |  |  | A212.X | AB-E29 E&C Absorber sets | A212.E29 | [10 empty] | 0 | 0 | #DIVIDE BY ZERO | [17 empty] | #DIVIDE BY ZERO | #DIVIDE BY ZERO
[5 empty] | A212.X | AB-E E&C VHY Absorber set(3M SAC-PreEMI) -Pyramidal absorber -Installation method: By hung module -Layout follow drawing design for site performance -RoHS & REACH Compliant | A212.E191 | [30 empty] | #DIVIDE BY ZERO | #DIVIDE BY ZERO
1-評估 |  |  |  |  | A212.X | AB-E E&C VHY Absorber set(3M SAC-EMS) -Pyramidal absorber -Installation method: By hung module -Layout follow drawing design for site performance -RoHS & REACH Compliant | A212.E192 | [6 empty] | 1024.59 | [23 empty] | #DIVIDE BY ZERO | #DIVIDE BY ZERO
[5 empty] | A212.X | E&C WAVASORB VHY-18 4H | B113-E-VHY-18 4H |  |  |  |  | 98 |  | 480.2 | [23 empty] | #DIVIDE BY ZERO | #DIVIDE BY ZERO
[5 empty] | A212.X | E&C WAVASORB VHY-12 4H | B113-E-VHY-12 4H |  |  |  |  | 112 |  | 407.68 | [23 empty] | #DIVIDE BY ZERO | #DIVIDE BY ZERO
[5 empty] | A212.X | E&C WAVASORB VHY-12 B CO | B113-E-VHY-12 B co |  |  |  |  | 6 |  | 33.81 | [23 empty] | #DIVIDE BY ZERO | #DIVIDE BY ZERO
[5 empty] | A212.X | E&C WAVASORB VHP-18 B CO | B113-E-VHP-18 B co |  |  |  |  | 14 |  | 73.5 | [23 empty] | #DIVIDE BY ZERO | #DIVIDE BY ZERO
[5 empty] | A212.X | Fixation disc 9.5/15 | B621-E-Fixation disc |  |  |  |  | 840 |  | 29.4 | [23 empty] | #DIVIDE BY ZERO | #DIVIDE BY ZERO
1-評估 |  |  |  |  | A212.X | AB-E E&C VHY Absorber set(3M SAC-EMI) -Pyramidal absorber -Installation method: By hung module -Layout follow drawing design for site performance -RoHS & REACH Compliant | A212.E193 | [6 empty] | 1946.35 | [23 empty] | #DIVIDE BY ZERO | #DIVIDE BY ZERO
[5 empty] | A212.X | E&C WAVASORB VHY-18 4H | B113-E-VHY-18 4H |  |  |  |  | 220 |  | 1078 | [23 empty] | #DIVIDE BY ZERO | #DIVIDE BY ZERO
[5 empty] | A212.X | E&C WAVASORB VHY-12 4H | B113-E-VHY-12 4H |  |  |  |  | 152 |  | 553.28 | [23 empty] | #DIVIDE BY ZERO | #DIVIDE BY ZERO
[5 empty] | A212.X | E&C WAVASORB VHY-18-4H CO | B113-E-VHY-18-4H co |  |  |  |  | 6 |  | 41.16 | [23 empty] | #DIVIDE BY ZERO | #DIVIDE BY ZERO
[5 empty] | A212.X | E&C WAVASORB VHY-12 B CO | B113-E-VHY-12 B co |  |  |  |  | 6 |  | 33.81 | [23 empty] | #DIVIDE BY ZERO | #DIVIDE BY ZERO
[5 empty] | A212.X | E&C WAVASORB VHY-5-CO | B113-E-VHY-5 co |  |  |  |  | 2 |  | 8.05 | [23 empty] | #DIVIDE BY ZERO | #DIVIDE BY ZERO
[5 empty] | A212.X | E&C WAVASORB VHP-12 B CO | B113-E-VHP-12 B co |  |  |  |  | 35 |  | 171.5 | [23 empty] | #DIVIDE BY ZERO | #DIVIDE BY ZERO
[5 empty] | A212.X | FHY-100 CO | B113-E-FHY-100 co |  |  |  |  | 2 |  | 7.63 | [23 empty] | #DIVIDE BY ZERO | #DIVIDE BY ZERO
[5 empty] | A212.X | Fixation disc 9.5/15 | B621-E-Fixation disc |  |  |  |  | 1512 |  | 52.92 | [23 empty] | #DIVIDE BY ZERO | #DIVIDE BY ZERO
1-評估 |  |  |  |  | A212.X | AB-E E&C VHY Absorber set(3M SAC-EMC) -Pyramidal absorber -Installation method: By hung module -Layout follow drawing design for site performance -RoHS & REACH Compliant | A212.E194 | [6 empty] | 2080.54 | [23 empty] | #DIVIDE BY ZERO | #DIVIDE BY ZERO
[5 empty] | A212.X | E&C WAVASORB VHY-30 4H | B113-E-VHY-30 4H |  |  |  |  | 128 |  | 654.08 | [23 empty] | #DIVIDE BY ZERO | #DIVIDE BY ZERO
[5 empty] | A212.X | E&C WAVASORB VHY-18 4H | B113-E-VHY-18 4H |  |  |  |  | 92 |  | 450.8 | [23 empty] | #DIVIDE BY ZERO | #DIVIDE BY ZERO
[5 empty] | A212.X | E&C WAVASORB VHY-12 4H | B113-E-VHY-12 4H |  |  |  |  | 152 |  | 553.28 | [23 empty] | #DIVIDE BY ZERO | #DIVIDE BY ZERO
[5 empty] | A212.X | E&C WAVASORB VHY-18-4H CO | B113-E-VHY-18-4H co |  |  |  |  | 6 |  | 41.16 | [23 empty] | #DIVIDE BY ZERO | #DIVIDE BY ZERO
[5 empty] | A212.X | E&C WAVASORB VHY-12 B CO | B113-E-VHY-12 B co |  |  |  |  | 6 |  | 33.81 | [23 empty] | #DIVIDE BY ZERO | #DIVIDE BY ZERO
[5 empty] | A212.X | E&C WAVASORB VHY-5-CO | B113-E-VHY-5 co |  |  |  |  | 2 |  | 8.05 | [23 empty] | #DIVIDE BY ZERO | #DIVIDE BY ZERO
[5 empty] | A212.X | E&C WAVASORB VHP-12 B CO | B113-E-VHP-12 B co |  |  |  |  | 35 |  | 171.5 | [23 empty] | #DIVIDE BY ZERO | #DIVIDE BY ZERO
[5 empty] | A212.X | E&C WAVASORB VHY-12 B CO | B113-E-VHY-12 B co |  |  |  |  | 6 |  | 33.81 | [23 empty] | #DIVIDE BY ZERO | #DIVIDE BY ZERO
[5 empty] | A212.X | E&C WAVASORB VHP-18 B CO | B113-E-VHP-18 B co |  |  |  |  | 14 |  | 73.5 | [23 empty] | #DIVIDE BY ZERO | #DIVIDE BY ZERO
[5 empty] | A212.X | FHY-100 CO | B113-E-FHY-100 co |  |  |  |  | 2 |  | 7.63 | [23 empty] | #DIVIDE BY ZERO | #DIVIDE BY ZERO
[5 empty] | A212.X | Fixation disc 9.5/15 | B621-E-Fixation disc |  |  |  |  | 1512 |  | 52.92 | [23 empty] | #DIVIDE BY ZERO | #DIVIDE BY ZERO
1-評估 |  |  |  |  | A212.X | AB-E E&C VHY Absorber set(3M FAC-966) -Pyramidal absorber -Installation method: By hung module -Layout follow drawing design for site performance -RoHS & REACH Compliant | A212.E195 | [6 empty] | 3237.115 | [23 empty] | #DIVIDE BY ZERO | #DIVIDE BY ZERO
[5 empty] | A212.X | E&C WAVASORB VHY-18 4H | B113-E-VHY-18 4H |  |  |  |  | 506 |  | 2479.4 | [23 empty] | #DIVIDE BY ZERO | #DIVIDE BY ZERO
[5 empty] | A212.X | E&C WAVASORB VHY-18 B CO | B113-E-VHY-18 B co |  |  |  |  | 104 |  | 673.4 | [23 empty] | #DIVIDE BY ZERO | #DIVIDE BY ZERO
[5 empty] | A212.X | E&C WAVASORB VHY-12 B CO | B113-E-VHY-12 B co |  |  |  |  | 6 |  | 5.635 | [23 empty] | #DIVIDE BY ZERO | #DIVIDE BY ZERO
[5 empty] | A212.X | E&C WAVASORB VHY-5-CO | B113-E-VHY-5 co |  |  |  |  | 2 |  | 4.025 | [23 empty] | #DIVIDE BY ZERO | #DIVIDE BY ZERO
[5 empty] | A212.X | FHY-100 CO | B113-E-FHY-100 co |  |  |  |  | 2 |  | 3.815 | [23 empty] | #DIVIDE BY ZERO | #DIVIDE BY ZERO
[5 empty] | A212.X | Fixation disc 9.5/15 | B621-E-Fixation disc |  |  |  |  | 2024 |  | 70.84 | [23 empty] | #DIVIDE BY ZERO | #DIVIDE BY ZERO
1-評估 |  |  |  |  | A212.X | AB-E E&C VHY Absorber set(3M FAC-1277) -Pyramidal absorber -Installation method: By hung module -Layout follow drawing design for site performance -RoHS & REACH Compliant | A212.E196 | [6 empty] | 4797.38 | [23 empty] | #DIVIDE BY ZERO | #DIVIDE BY ZERO
[5 empty] | A212.X | E&C WAVASORB VHY-30 4H | B113-E-VHY-30 4H |  |  |  |  | 616 |  | 3147.76 | [23 empty] | #DIVIDE BY ZERO | #DIVIDE BY ZERO
[5 empty] | A212.X | E&C WAVASORB VHY-18 4H | B113-E-VHY-18 4H |  |  |  |  | 104 |  | 509.6 | [23 empty] | #DIVIDE BY ZERO | #DIVIDE BY ZERO
[5 empty] | A212.X | E&C WAVASORB VHY-12 4H | B113-E-VHY-12 4H |  |  |  |  | 32 |  | 116.48 | [23 empty] | #DIVIDE BY ZERO | #DIVIDE BY ZERO
[5 empty] | A212.X | E&C WAVASORB VHY-18 B CO | B113-E-VHY-18 B co |  |  |  |  | 134 |  | 867.65 | [23 empty] | #DIVIDE BY ZERO | #DIVIDE BY ZERO
[5 empty] | A212.X | E&C WAVASORB VHY-12 B CO | B113-E-VHY-12 B co |  |  |  |  | 6 |  | 33.81 | [23 empty] | #DIVIDE BY ZERO | #DIVIDE BY ZERO
[5 empty] | A212.X | E&C WAVASORB VHY-5-CO | B113-E-VHY-5 co |  |  |  |  | 2 |  | 8.05 | [23 empty] | #DIVIDE BY ZERO | #DIVIDE BY ZERO
[5 empty] | A212.X | FHY-100 CO | B113-E-FHY-100 co |  |  |  |  | 2 |  | 7.63 | [23 empty] | #DIVIDE BY ZERO | #DIVIDE BY ZERO
[5 empty] | A212.X | Fixation disc 9.5/15 | B621-E-Fixation disc |  |  |  |  | 3040 |  | 106.4 | [23 empty] | #DIVIDE BY ZERO | #DIVIDE BY ZERO
[5 empty] | A212.X | AB-E E&C VHY Absorber set(10M SAC-EMI) -Pyramidal absorber -Installation method: By hung module -Layout follow drawing design for site performance --RoHS & REACH Compliant | A212.E196 | [30 empty] | #DIVIDE BY ZERO | #DIVIDE BY ZERO
[5 empty] | A212.X | AB-E E&C VHY Absorber set(10M SAC-EMI) -Pyramidal absorber -Installation method: By hung module -Layout follow drawing design for site performance -RoHS & REACH Compliant | A212.E197 | [30 empty] | #DIVIDE BY ZERO | #DIVIDE BY ZERO
[5 empty] | A212.X | AB-E E&C VHY Absorber set(10M SAC-EMC) -Pyramidal absorber -Installation method: By hung module -Layout follow drawing design for site performance -RoHS & REACH Compliant | A212.E198 | [30 empty] | #DIVIDE BY ZERO | #DIVIDE BY ZERO
[6 empty] | AB-E E&C VHY Absorber set(CISPR-25-EMI) -Pyramidal absorber -Installation method: By hung module -Layout follow drawing design for site performance -RoHS & REACH Compliant | A212.E199
[6 empty] | AB-E E&C VHY Absorber set(11452-2-EMS) -Pyramidal absorber -Installation method: By hung module -Layout follow drawing design for site performance -RoHS & REACH Compliant | A212.E19A
[6 empty] | SAMWHA Absorbers | A722.SN?
[6 empty] | High Speed | A728
[6 empty] | Others | A729
7-預計上架 | 1 | 4 |  |  | A7 | A73-Software | A73 |  |  |  |  | 1 | [6 empty] | 0 | 式 |  |  | 1. 準備文件8/30 2. 網站上線9/30 3. 開始拜訪台灣/中國/東南亞/美國12/31
[6 empty] | A731-Throughput Software | A731.PONN | 1
|  | Y |  |  | #UNPARSEABLE | IxChariot | A731.C.PONN | 2 | 基本功能 |  |  | 1 | #UNPARSEABLE | #UNPARSEABLE | #BLOCKED |  |  |  | 0 | 式 |  |  |  | #BLOCKED | #BLOCKED | #BLOCKED | 1300000 | #BLOCKED | #BLOCKED | #UNPARSEABLE | #BLOCKED | 60000 | #BLOCKED | #BLOCKED
|  | 0 | R |  | #UNPARSEABLE | IxChariot | A731.C1 | 2.5 | [17 empty] | #DIVIDE BY ZERO |  | 0 | #DIVIDE BY ZERO | #UNPARSEABLE | #BLOCKED |  | 0 | #DIVIDE BY ZERO | 0 | 0 | 0 | #DIVIDE BY ZERO | #DIVIDE BY ZERO
[6 empty] | 920-0020 -IxChariot, Software, Single User Console SeatLicense IxChariot, Software, Console SeatLicense, Single User | A731.C102 | 3 |  |  |  | 1
[6 empty] | 920-0050 -IxChariot Software, Floating LicenseAddOn, 10pair | A731.C105 | 3 |  |  |  | 1
[6 empty] | 920-0051 -IxChariot Software, Floating LicenseAddOn, 50pair | A731.C106 | 3 |  |  |  | 1
[6 empty] | A732-CST Software | A732.PONN | 1
|  | Y |  |  | #UNPARSEABLE | CST STUDIO SUITE package-Nodelock | A732.Nodelock | 2 | 基本功能 |  |  | 1 | #UNPARSEABLE | #UNPARSEABLE | #BLOCKED |  |  |  | 0 | 式 |  |  |  | #BLOCKED | #BLOCKED | #BLOCKED | 1300000 | #BLOCKED | #BLOCKED | #UNPARSEABLE | #BLOCKED | 60000 | #BLOCKED | #BLOCKED
|  | 0 | R |  | #UNPARSEABLE | S2K-N | A732.S2K-N | 2.5 | [17 empty] | #DIVIDE BY ZERO |  | 0 | #DIVIDE BY ZERO | #UNPARSEABLE | #BLOCKED |  | 0 | #DIVIDE BY ZERO | 0 | 0 | 0 | #DIVIDE BY ZERO | #DIVIDE BY ZERO
[6 empty] | S2K-N -License Type: Nodelock (單機版本)，永久授權 -3D Simulation (High Frequency, Cable, Low Frequency, Particle, Thermal & Mechanics) -Circuits & Systems -PCBs & Packages -Includes Opera 3D -Frontend: 1; (包含SAT, STEP, CREO, Solidworks 等三維檔案輸入格式) -Simulation Processes: 1; (包含T, F, I, A 和其他求解器) *支援2CPU不限核心數 | A732.S2K-N.PLC | 3 |  |  |  | 1
[6 empty] | S2K-N -License Type: Nodelock (單機版本)，永久授權 -Maintenance: (包含軟體升級及技術支援) -Total frontend: 1; 包含SAT, STEP, CREO, CATIA V4, V5, V6, Solidworks等三維檔案輸入格式 -Total Simulation Solver: 1; 包含T，F，E，I，A，M，PCB，SM，TH，RCK，CBL，LF，S，PIC，WAK，TRK solvers, 及DESIGN STUDIO; | A732.S2K-N.ALC | 3 |  |  |  | 1
[6 empty] | S2K-N -License Type: Nodelock (單機版本)，永久授權 -Maintenance: (包含軟體升級及技術支援) -Total frontend: 1; 包含SAT, STEP, CREO, CATIA V4, V5, V6, Solidworks等三維檔案輸入格式 -Total Simulation Solver: 1; 包含T，F，E，I，A，M，PCB，SM，TH，RCK，CBL，LF，S，PIC，WAK，TRK solvers, 及DESIGN STUDIO; | A732.S2K-N.YLC | 3 |  |  |  | 1
|  | 0 | R |  | #UNPARSEABLE | S2T-N | A732.S2T-N | 2.5 | [17 empty] | #DIVIDE BY ZERO |  | 0 | #DIVIDE BY ZERO | #UNPARSEABLE | #BLOCKED |  | 0 | #DIVIDE BY ZERO | 0 | 0 | 0 | #DIVIDE BY ZERO | #DIVIDE BY ZERO
[6 empty] | S2T-N -Acceleration token x 1 , MA License Type: Nodelock (單機版本) -Maintenance : (包含軟體升級及技術支援) -Pre-req: S2P or S2K or OP3 | A732.CN.S2T-N | 3 |  |  |  | 1
|  | 0 | R |  | #UNPARSEABLE | S2E-N | A732.S2E-N | 2.5 | [17 empty] | #DIVIDE BY ZERO |  | 0 | #DIVIDE BY ZERO | #UNPARSEABLE | #BLOCKED |  | 0 | #DIVIDE BY ZERO | 0 | 0 | 0 | #DIVIDE BY ZERO | #DIVIDE BY ZERO
[6 empty] | S2E-N -EDA Import Token x 1 , MA- -License Type: Nodelock (單機版本) -Maintenance : (包含軟體升級及技術支援) -Pre-req: S2F or 2SK | A732.CN.S2E-N | 3 |  |  |  | 1
|  | Y |  |  | #UNPARSEABLE | CST STUDIO SUITE package-Shareable | A732.Shareable | 2 | 基本功能 |  |  | 1 | #UNPARSEABLE | #UNPARSEABLE | #BLOCKED |  |  |  | 0 | 式 |  |  |  | #BLOCKED | #BLOCKED | #BLOCKED | 1300000 | #BLOCKED | #BLOCKED | #UNPARSEABLE | #BLOCKED | 60000 | #BLOCKED | #BLOCKED
|  | 0 | R |  | #UNPARSEABLE | S2K | A732.S2K | 2.5 | [17 empty] | #DIVIDE BY ZERO |  | 0 | #DIVIDE BY ZERO | #UNPARSEABLE | #BLOCKED |  | 0 | #DIVIDE BY ZERO | 0 | 0 | 0 | #DIVIDE BY ZERO | #DIVIDE BY ZERO
[6 empty] | S2K -License Type: LAN (區域網路版本)，永久授權 -3D Simulation (High Frequency, Cable, Low Frequency, Particle, Thermal & Mechanics) -Circuits & Systems -PCBs & Packages -Includes Opera 3D -Frontend: 1; (包含SAT, STEP, CREO, Solidworks 等三維檔案輸入格式) -Simulation Processes: 1; (包含T, F, I, A 和其他求解器) *支援2CPU不限核心數 | A732.S2K.PLC | 3 |  |  |  | 1
|  | 0 | R |  | #UNPARSEABLE | S2T | A732.S2T | 2.5 | [17 empty] | #DIVIDE BY ZERO |  | 0 | #DIVIDE BY ZERO | #UNPARSEABLE | #BLOCKED |  | 0 | #DIVIDE BY ZERO | 0 | 0 | 0 | #DIVIDE BY ZERO | #DIVIDE BY ZERO
[6 empty] | S2T -Acceleration token x 1 , MA License Type: LAN (區域網路版本) -Maintenance : (包含軟體升級及技術支援) -Pre-req: S2P or S2K or OP3 | A732.S2T.PLC | 3 |  |  |  | 1
|  | 0 | R |  | #UNPARSEABLE | S2E | A732.S2E | 2.5 | [17 empty] | #DIVIDE BY ZERO |  | 0 | #DIVIDE BY ZERO | #UNPARSEABLE | #BLOCKED |  | 0 | #DIVIDE BY ZERO | 0 | 0 | 0 | #DIVIDE BY ZERO | #DIVIDE BY ZERO
[6 empty] | S2E -EDA Import Token x 1 , MA- -License Type: LAN (區域網路版本) -Maintenance : (包含軟體升級及技術支援) -Pre-req: S2F or 2SK | A732.CS.S2E | 3 |  |  |  | 1
|  | Y |  |  | #UNPARSEABLE | CST STUDIO SUITE package-Education | A732.Education | 2 | 基本功能 |  |  | 1 | #UNPARSEABLE | #UNPARSEABLE | #BLOCKED |  |  |  | 0 | 式 |  |  |  | #BLOCKED | #BLOCKED | #BLOCKED | 1300000 | #BLOCKED | #BLOCKED | #UNPARSEABLE | #BLOCKED | 60000 | #BLOCKED | #BLOCKED
|  | 0 | R |  | #UNPARSEABLE | S2R-1 | A732.S2R-1 | 2.5 | [17 empty] | #DIVIDE BY ZERO |  | 0 | #DIVIDE BY ZERO | #UNPARSEABLE | #BLOCKED |  | 0 | #DIVIDE BY ZERO | 0 | 0 | 0 | #DIVIDE BY ZERO | #DIVIDE BY ZERO
[6 empty] | S2R-1 -CST Studio Suite Research Base Pack -Pre-req: None | A732.S2R-1.PLC | 3 |  |  |  | 1
[6 empty] | S2R-1 -CST Studio Suite Research Base Pack -Pre-req: None | A732.S2R-1.ALC | 3 |  |  |  | 1
[6 empty] | S2R-1 -CST Studio Suite Research Base Pack -Pre-req: None | A732.S2R-1.YLC | 3 |  |  |  | 1
|  | 0 | R |  | #UNPARSEABLE | S2R-4 | A732.S2R-4 | 2.5 | [17 empty] | #DIVIDE BY ZERO |  | 0 | #DIVIDE BY ZERO | #UNPARSEABLE | #BLOCKED |  | 0 | #DIVIDE BY ZERO | 0 | 0 | 0 | #DIVIDE BY ZERO | #DIVIDE BY ZERO
[6 empty] | S2R-4 -CST Studio Suite Research Supplemental Pack1 -Pre-req: S2R-1 | A732.EN.S2R-4 | 3 |  |  |  | 1
|  | 0 | R |  | #UNPARSEABLE | S2R-20 | A732.S2R-20 | 2.5 | [17 empty] | #DIVIDE BY ZERO |  | 0 | #DIVIDE BY ZERO | #UNPARSEABLE | #BLOCKED |  | 0 | #DIVIDE BY ZERO | 0 | 0 | 0 | #DIVIDE BY ZERO | #DIVIDE BY ZERO
[6 empty] | S2R-20 -CST Studio Suite Research Supplemental Pack2 -Pre-req: S2R-4 | A732.EN.S2R-20 | 3 |  |  |  | 1
|  | 0 | R |  | #UNPARSEABLE | S2T-EDU | A732.S2T-EDU | 2.5 | [17 empty] | #DIVIDE BY ZERO |  | 0 | #DIVIDE BY ZERO | #UNPARSEABLE | #BLOCKED |  | 0 | #DIVIDE BY ZERO | 0 | 0 | 0 | #DIVIDE BY ZERO | #DIVIDE BY ZERO
[6 empty] | S2T-EDU -CST Studio Suite Research Acceleration Token -Pre-req: S2R-1 | A732.EN.S2T-EDU | 3 |  |  |  | 1
|  | 0 | R |  | #UNPARSEABLE | S2B-EDU | A732.S2B-EDU | 2.5 | [17 empty] | #DIVIDE BY ZERO |  | 0 | #DIVIDE BY ZERO | #UNPARSEABLE | #BLOCKED |  | 0 | #DIVIDE BY ZERO | 0 | 0 | 0 | #DIVIDE BY ZERO | #DIVIDE BY ZERO
[6 empty] | S2B-EDU -CST Studio Suite Research Bio Models -Pre-req: S2R-1 | A732.EN.S2B-EDU | 3 |  |  |  | 1
|  | 0 | R |  | #UNPARSEABLE | S2A-20 | A732.S2R-20 | 2.5 | [17 empty] | #DIVIDE BY ZERO |  | 0 | #DIVIDE BY ZERO | #UNPARSEABLE | #BLOCKED |  | 0 | #DIVIDE BY ZERO | 0 | 0 | 0 | #DIVIDE BY ZERO | #DIVIDE BY ZERO
[6 empty] | S2A-20 -CST Teaching Base Pack -Pre-req: None | A732.EN.S2R-20 | 3 |  |  |  | 1
|  | 0 | R |  | #UNPARSEABLE | S2A-10 | A732.S2A-10 | 2.5 | [17 empty] | #DIVIDE BY ZERO |  | 0 | #DIVIDE BY ZERO | #UNPARSEABLE | #BLOCKED |  | 0 | #DIVIDE BY ZERO | 0 | 0 | 0 | #DIVIDE BY ZERO | #DIVIDE BY ZERO
[6 empty] | S2A-10 -CST Teaching Supplemental Pack -Pre-req: S2A-10 | A732.EN.S2A-10 | 3 |  |  |  | 1
2-開發 | [5 empty] | Others(買CST加電腦) | A739
1-評估 | 1 | 4 |  |  | A7 | A74-其他設備(買+安裝空調/移機空調/BSMI鋪地毯(十大買別人貼) /如果十大買自己貼3/客戶請十大幫忙買筆電) | A74 |  | 非十大主力設備 |  |  | 1 | [6 empty] | 0 | 式 |  |  | 1. 準備文件8/30 2. 網站上線9/30 3. 開始拜訪台灣/中國/東南亞/美國12/31
[6 empty] | System (例如 排風系統) | A741 | 1
[6 empty] | Hardware Equipments (空調 除濕機) | A742 | 1
[6 empty] | Software & Service(跟別人買的軟體 例如門禁系統) | A743 | 1
[6 empty] | Trading Service Discount | A745 | 1
[6 empty] | Construction Engineering Dicount | A746 | 1
[6 empty] | Others Discount | A749 | 1
1-評估 | 1 | 4 |  |  | A7 | A75-工程服務(請別人去施工別人的東西/鐵三角轉桌皮帶更換 7XX/別人的東西的檢查費) | A75 |  |  |  |  | 1 | [6 empty] | 0 | 式 |  |  | 1. 準備文件8/30 2. 網站上線9/30 3. 開始拜訪台灣/中國/東南亞/美國12/31
1-評估 |  | 0 |  |  | A11 | System Service | A751 | 1 |  |  |  | 1 | [6 empty] | 0 | 式 | [5 empty] | #DIVIDE BY ZERO | 5000000 | 5000000 | 100% | #UNPARSEABLE | #BLOCKED | 170000 | 170000 | 100% | 0 | 0 | 0 | #DIVIDE BY ZERO | #DIVIDE BY ZERO
1-評估 |  | 0 |  |  | A11 | Hardware Service | A752 | 1 |  |  |  | 1 | [6 empty] | 0 | 式 | [5 empty] | #DIVIDE BY ZERO | 2400000 | 2400000 | 100% | #UNPARSEABLE | #BLOCKED | 90000 | 90000 | 100%
1-評估 |  | 0 |  |  | A11 | Software & service | A753 | 1 |  |  |  | 1 | [6 empty] | 0 | 式 | [5 empty] | #DIVIDE BY ZERO | 2400000 | 2400000 | 100% | #UNPARSEABLE | #BLOCKED | 90000 | 90000 | 100%
1-評估 |  | 0 |  |  | A11 | Installation Modify | A754 | 1 |  |  |  | 1 | [6 empty] | 0 | 式 | [5 empty] | #DIVIDE BY ZERO | 2400000 | 2400000 | 100% | #UNPARSEABLE | #BLOCKED | 90000 | 90000 | 100%
1-評估 |  | 0 |  |  | A11 | Inspection | A755 | 1 |  |  |  | 1 | [6 empty] | 0 | 式 | [5 empty] | #DIVIDE BY ZERO | 2400000 | 2400000 | 100% | #UNPARSEABLE | #BLOCKED | 90000 | 90000 | 100%
1-評估 | 1 | 4 |  |  | A7 | A76-電力服務Electric Power Service | A76 |  |  |  |  | 1 | [6 empty] | 0 | 式 |  |  | 1. 準備文件8/30 2. 網站上線9/30 3. 開始拜訪台灣/中國/東南亞/美國12/31
1-評估 |  | 0 |  |  | A11 | 充電樁 | A761 | 1 |  |  |  | 1 | [6 empty] | 0 | 式 | [5 empty] | #DIVIDE BY ZERO | 5000000 | 5000000 | 100% | #UNPARSEABLE | #BLOCKED | 170000 | 170000 | 100% | 0 | 0 | 0 | #DIVIDE BY ZERO | #DIVIDE BY ZERO
1-評估 |  | 0 |  |  | A11 |  |  | 1 |  |  |  | 1 | [6 empty] | 0 | 式 | [5 empty] | #DIVIDE BY ZERO | 2400000 | 2400000 | 100% | #UNPARSEABLE | #BLOCKED | 90000 | 90000 | 100%
1-評估 |  | 0 |  |  | A11 |  |  | 1 |  |  |  | 1 | [6 empty] | 0 | 式 | [5 empty] | #DIVIDE BY ZERO | 2400000 | 2400000 | 100% | #UNPARSEABLE | #BLOCKED | 90000 | 90000 | 100%
1-評估 |  | 0 |  |  | A11 |  |  | 1 |  |  |  | 1 | [6 empty] | 0 | 式 | [5 empty] | #DIVIDE BY ZERO | 2400000 | 2400000 | 100% | #UNPARSEABLE | #BLOCKED | 90000 | 90000 | 100%
1-評估 |  | 0 |  |  | A11 |  |  | 1 |  |  |  | 1 | [6 empty] | 0 | 式 | [5 empty] | #DIVIDE BY ZERO | 2400000 | 2400000 | 100% | #UNPARSEABLE | #BLOCKED | 90000 | 90000 | 100%
1-評估 | 1 | 4 |  |  | A7 | A77-Trading Service | A77 |  |  |  |  | 1 | [6 empty] | 0 | 式 |  |  | 1. 準備文件8/30 2. 網站上線9/30 3. 開始拜訪台灣/中國/東南亞/美國12/31
[6 empty] | 771-二手商品Used Equipments | A771 | 1
[6 empty] | 772-租賃Rental Service | A772 | 1
[6 empty] | 773-非原廠維修Aftermarket Repair | A773 | 1
|  | 1 | F |  | #UNPARSEABLE | R&S | A753.R&S | 2 | [17 empty] | #DIVIDE BY ZERO |  | 0 | #DIVIDE BY ZERO | #UNPARSEABLE | #BLOCKED |  | 0 | #DIVIDE BY ZERO | 0 | 0 | 0 | #DIVIDE BY ZERO | #DIVIDE BY ZERO
|  | 0 | R |  | #UNPARSEABLE | CMU200 | A753.CMU200 | 2 | [17 empty] | #DIVIDE BY ZERO |  | 0 | #DIVIDE BY ZERO | #UNPARSEABLE | #BLOCKED |  | 0 | #DIVIDE BY ZERO | 0 | 0 | 0 | #DIVIDE BY ZERO | #DIVIDE BY ZERO
[6 empty] | CMU200 repair | CMU200
[6 empty] | 774-奇奇怪怪/做帳Documentation Trading | A774 | 1
[6 empty] | 775-校驗3rd Party Calibration | A775 | 1
[6 empty] | ETC | A775.E
[6 empty] | 776-運費/勞務 | A776 | 1
[6 empty] | 777-手續費Handling service | A777 | 1
[6 empty] | 779-其他Others | A779 | 1
1-評估 | 1 | 4 |  |  | A7 | 作帳用(老師存錢/.. | A79 |  |  |  |  | 1 | [6 empty] | 0 | 式 |  |  | 1. 準備文件8/30 2. 網站上線9/30 3. 開始拜訪台灣/中國/東南亞/美國12/31
[6 empty] | For Accounting | A791 | 1
[6 empty] | For Bidding | A792 | 1
[6 empty] | USI project | A792.22245
3-量產 |  |  |  |  | A211.R | RF component | [5 empty] | 1 | [25 empty] | #DIVIDE BY ZERO | #DIVIDE BY ZERO
[6 empty] | For Saving money | A793 | 1
[6 empty] | Consultation | A798 | 1
0-未開 | [5 empty] | A9-其他 | A8.PON | [15 empty] | Q21103
| 1 | 1 |  |  | A2 | A91-管理部 | A911 | 1 | 吸波材料 |  | 1000 | 1 | 5 | 3 | 4 |  |  | 4000 | 1000 | 25% | 14.41% | 21.05% | 1/30前完成資料 Q20344-Solid-USA
|  | Y |  |  | A212.PON | xx | A911 | 1.5 | 基本功能 |  |  | 1 | [5 empty] | 0 | 0 | #DIVIDE BY ZERO | #DIVIDE BY ZERO | #DIVIDE BY ZERO |  |  |  | #DIVIDE BY ZERO | 1300000 | 1300000 | 100% | #UNPARSEABLE | #BLOCKED | 60000 | 60000 | 100%
[5 empty] | A212.X | xxx | A911 | 2 | 硬體成本10% | [8 empty] | 0 | 0 | #DIVIDE BY ZERO | #DIVIDE BY ZERO | #DIVIDE BY ZERO | [15 empty] | #DIVIDE BY ZERO | #DIVIDE BY ZERO
[6 empty] | xxx | A911. | 3
| 1 | 1 |  |  | A2 | A92-業務部 | A911 | 1 | 吸波材料 |  | 1000 | 1 | 5 | 3 | 4 |  |  | 4000 | 1000 | 25% | 14.41% | 21.05% | 1/30前完成資料 Q20344-Solid-USA
|  | Y |  |  | A212.PON | A921-贊助 | A911 | 1.5 | 基本功能 |  |  | 1 | [5 empty] | 0 | 0 | #DIVIDE BY ZERO | #DIVIDE BY ZERO | #DIVIDE BY ZERO |  |  |  | #DIVIDE BY ZERO | 1300000 | 1300000 | 100% | #UNPARSEABLE | #BLOCKED | 60000 | 60000 | 100%
[5 empty] | A212.X | xxx | A911 | 2 | 硬體成本10% | [8 empty] | 0 | 0 | #DIVIDE BY ZERO | #DIVIDE BY ZERO | #DIVIDE BY ZERO | [15 empty] | #DIVIDE BY ZERO | #DIVIDE BY ZERO
[6 empty] | xxx | A911. | 3
|  | Y |  |  | A212.PON | A922-展覽 | A911 | 1.5 | 基本功能 |  |  | 1 | [5 empty] | 0 | 0 | #DIVIDE BY ZERO | #DIVIDE BY ZERO | #DIVIDE BY ZERO |  |  |  | #DIVIDE BY ZERO | 1300000 | 1300000 | 100% | #UNPARSEABLE | #BLOCKED | 60000 | 60000 | 100%
| 1 | 1 |  |  | A2 | A93-研發工程 | A911 | 1 | 吸波材料 |  | 1000 | 1 | 5 | 3 | 4 |  |  | 4000 | 1000 | 25% | 14.41% | 21.05% | 1/30前完成資料 Q20344-Solid-USA
|  | Y |  |  | A212.PON | A931-產學 | A911 | 1.5 | 基本功能 |  |  | 1 | [5 empty] | 0 | 0 | #DIVIDE BY ZERO | #DIVIDE BY ZERO | #DIVIDE BY ZERO |  |  |  | #DIVIDE BY ZERO | 1300000 | 1300000 | 100% | #UNPARSEABLE | #BLOCKED | 60000 | 60000 | 100%
[5 empty] | A212.X | xxx | A911 | 2 | 硬體成本10% | [8 empty] | 0 | 0 | #DIVIDE BY ZERO | #DIVIDE BY ZERO | #DIVIDE BY ZERO | [15 empty] | #DIVIDE BY ZERO | #DIVIDE BY ZERO
[6 empty] | xxx | A911. | 3
| 1 | 1 |  |  | A2 | A91-管理部 | A911 | 1 | 吸波材料 |  | 1000 | 1 | 5 | 3 | 4 |  |  | 4000 | 1000 | 25% | 14.41% | 21.05% | 1/30前完成資料 Q20344-Solid-USA
|  | Y |  |  | A212.PON | xx | A911 | 1.5 | 基本功能 |  |  | 1 | [5 empty] | 0 | 0 | #DIVIDE BY ZERO | #DIVIDE BY ZERO | #DIVIDE BY ZERO |  |  |  | #DIVIDE BY ZERO | 1300000 | 1300000 | 100% | #UNPARSEABLE | #BLOCKED | 60000 | 60000 | 100%
[5 empty] | A212.X | xxx | A911 | 2 | 硬體成本10% | [8 empty] | 0 | 0 | #DIVIDE BY ZERO | #DIVIDE BY ZERO | #DIVIDE BY ZERO | [15 empty] | #DIVIDE BY ZERO | #DIVIDE BY ZERO
[6 empty] | xxx | A911. | 3
| 1 | 1 |  |  | A2 | A91-管理部 | A911 | 1 | 吸波材料 |  | 1000 | 1 | 5 | 3 | 4 |  |  | 4000 | 1000 | 25% | 14.41% | 21.05% | 1/30前完成資料 Q20344-Solid-USA
|  | Y |  |  | A212.PON | xx | A911 | 1.5 | 基本功能 |  |  | 1 | [5 empty] | 0 | 0 | #DIVIDE BY ZERO | #DIVIDE BY ZERO | #DIVIDE BY ZERO |  |  |  | #DIVIDE BY ZERO | 1300000 | 1300000 | 100% | #UNPARSEABLE | #BLOCKED | 60000 | 60000 | 100%
[5 empty] | A212.X | xxx | A911 | 2 | 硬體成本10% | [8 empty] | 0 | 0 | #DIVIDE BY ZERO | #DIVIDE BY ZERO | #DIVIDE BY ZERO | [15 empty] | #DIVIDE BY ZERO | #DIVIDE BY ZERO
[6 empty] | xxx | A911. | 3
r
[5 empty] | - | B-買進料工費資產(Material)_4/23 更新 | BXXX-XXXX-XX |  |  |  |  | 239
1-評估 | 1 | 1 |  |  | #UNPARSEABLE | B1-原料 | B1 |  |  |  |  | 128 | [6 empty] | 0 | 式 | [5 empty] | 0%
1-評估 | 1 | 1 |  |  | #UNPARSEABLE | B11-電波暗室 | B11 |  |  |  |  | 24 | [6 empty] | 0 | 式
|  | Y |  |  | #UNPARSEABLE | B111-隔離室(訂單號碼) | B111 |  |  |  |  | 0 | [6 empty] | 0 | 式 | [5 empty] | #DIVIDE BY ZERO | 1300000 | 1300000 | 100% | #UNPARSEABLE | #BLOCKED | 60000 | 60000 | 100%
|  | Y |  |  | #UNPARSEABLE | B112-隔離箱(訂單號碼) | B112 |  |  |  |  | 0 | [6 empty] | 0 | 式 | [5 empty] | #DIVIDE BY ZERO | 1300000 | 1300000 | 100% | #UNPARSEABLE | #BLOCKED | 60000 | 60000 | 100%
1-評估 |  | Y |  |  | A15 | B113-吸波材料 | B113 |  |  |  |  | 20 | [6 empty] | 0 | 式 | [5 empty] | #DIVIDE BY ZERO | 1300000 | 1300000 | 100% | #UNPARSEABLE | #BLOCKED | 60000 | 60000 | 100%
1-評估 |  |  |  |  | #UNPARSEABLE | 霖昱(分類-虛設) | B113-R |  |  |  |  | 10 | [25 empty] | #DIVIDE BY ZERO | #DIVIDE BY ZERO
[6 empty] | Rainsun SPA-5 Absorber | B113-R-SPA-5 |  |  |  |  | 1 |  | 0.89
[6 empty] | Rainsun SSA-050 Flat | B113-R-SSA-050 |  |  |  |  | 1 |  | 0.49
[6 empty] | Absorber walkway(120/30/20) | B113-R-WWA20-1 |  |  |  |  | 1 |  | 3.9
[6 empty] | Absorber walkway(120/45/30) | B113-R-WWA30-1 |  |  |  |  | 1 |  | 5.6
[6 empty] | Absorber walkway(120/35/30) | B113-R-WWA30-2 |  |  |  |  | 1 |  | 5.4
[6 empty] | Absorber walkway(120/60/20) | B113-R-WWA-20-2 |  |  |  |  | 1 |  | 6.6
[6 empty] | Absorber walkway(120/60/60) | B113-R-WWA-60-1 |  |  |  |  | 1 |  | 8
[6 empty] | Absorber walkway(90/60/40) | B113-R-WWA-40-1 |  |  |  |  | 1 |  | 4.8
5-報價 |  |  |  |  | #UNPARSEABLE | 吸波走道60X60X30 | B113-R-WWA30 |  |  |  |  | 1 | [25 empty] | #DIVIDE BY ZERO | #DIVIDE BY ZERO
5-報價 |  |  |  |  | #UNPARSEABLE | 吸波走道60X60X50 | B113-R-WWA50 |  |  |  |  | 1 | [25 empty] | #DIVIDE BY ZERO | #DIVIDE BY ZERO
1-評估 | [5 empty] | E&C(分類-虛設) | B113-E |  |  |  |  | 9
[6 empty] | E&C WAVASORB VHP-18 B CO | B113-E-VHP-18 B co |  |  |  |  | 1 |  | 5.25
[6 empty] | E&C WAVASORB VHP-12 B CO | B113-E-VHP-12 B co |  |  |  |  | 1 |  | 4.9
[6 empty] | E&C WAVASORB VHY-30 4H | B113-E-VHY-30 4H |  |  |  |  | 1 |  | 5.11
[6 empty] | E&C WAVASORB VHY-18 4H | B113-E-VH-18 4H |  |  |  |  | 1 |  | 4.9
[6 empty] | E&C WAVASORB VHY-12 4H | B113-E-VHY-12 4H |  |  |  |  | 1 |  | 3.64
[6 empty] | E&C WAVASORB VHY-18-4H CO | B113-E-VHY-18-4H co |  |  |  |  | 1 |  | 6.86
[6 empty] | E&C WAVASORB VHY-12 B CO | B113-E-VHY-12 B co |  |  |  |  | 1 |  | 5.635
[6 empty] | E&C WAVASORB VHY-5-CO | B113-E-VHY-5 co |  |  |  |  | 1 |  | 4.025
[6 empty] | FHY-100 CO | B113-E-FHY-100 co |  |  |  |  | 1 |  | 3.815
1-評估 | [5 empty] | E&C(分類-虛設) | B113-S |  |  |  |  | 1
[6 empty] | Ferrite Tile(SN-20) | B113-S-SN20 |  |  |  |  | 1 |  | 0.075 | [23 empty] | #DIVIDE BY ZERO | #DIVIDE BY ZERO
|  | Y |  |  | A15 | B115-隔離室濾波器 | B115 |  |  |  |  | 0 | [6 empty] | 0 | 式 | [5 empty] | #DIVIDE BY ZERO | 1300000 | 1300000 | 100% | #UNPARSEABLE | #BLOCKED | 60000 | 60000 | 100%
1-評估 |  | Y |  |  | A15 | B116-隔離室插電器件 | B116 |  |  |  |  | 1 | [6 empty] | 0 | 式 | [5 empty] | #DIVIDE BY ZERO | 1300000 | 1300000 | 100% | #UNPARSEABLE | #BLOCKED | 60000 | 60000 | 100%
[6 empty] | 儀器櫃19吋41U | B116-J-JF41-75 |  |  |  |  | 1 |  | 21 | [9 empty] | 21 |  | #DIVIDE BY ZERO |  | -21 | #DIVIDE BY ZERO | #UNPARSEABLE | #BLOCKED |  | -0.7 | #DIVIDE BY ZERO
1-評估 |  | Y |  |  | #UNPARSEABLE | B117-轉檯天線架 | B117 |  |  |  |  | 3 | [6 empty] | 0 | 式 | [5 empty] | #DIVIDE BY ZERO | 1300000 | 1300000 | 100% | #UNPARSEABLE | #BLOCKED | 60000 | 60000 | 100%
[6 empty] | 雙軸轉桌模組 | B117-T-MR200G+PHI |  |  |  |  | 1 |  | 97.5 | [9 empty] | 97.5 |  | #DIVIDE BY ZERO |  | -97.5 | #DIVIDE BY ZERO | #UNPARSEABLE | #BLOCKED |  | -3.25 | #DIVIDE BY ZERO
[6 empty] | 單軸轉桌模組 | B117-T-MR200G |  |  |  |  | 1 |  | 61
5-報價 |  |  |  |  | #UNPARSEABLE | 松儀 | B117-E |  |  |  |  | 1 | [25 empty] | #DIVIDE BY ZERO | #DIVIDE BY ZERO
5-報價 | [5 empty] | 手動天線架AM-2000-M | B117-E-AM2000M |  |  |  |  | 1
|  | Y |  |  | A15 | B119-其他隔離室元件 | B119 |  |  |  |  | 0 | [6 empty] | 0 | 式 | [5 empty] | #DIVIDE BY ZERO | 1300000 | 1300000 | 100% | #UNPARSEABLE | #BLOCKED | 60000 | 60000 | 100%
1-評估 | 1 | 1 |  |  | #UNPARSEABLE | B12-RF被動元件 | B12 |  |  |  |  | 71 | [6 empty] | 0 | 式
1-評估 |  | Y |  |  | #UNPARSEABLE | B121-天線(含治具) | B121 |  | 基本功能 |  |  | 8 | #UNPARSEABLE | #UNPARSEABLE | #BLOCKED |  |  |  | 0 | 式 |  |  |  | #BLOCKED | #BLOCKED | #BLOCKED | 1300000 | #BLOCKED | #BLOCKED | #UNPARSEABLE | #BLOCKED | 60000 | #BLOCKED | #BLOCKED
[6 empty] | Open Boundary Quad-Ridged Horn Antenna 300M6G | B121-F-HR-03M06G01-NF |  |  |  |  | 1 |  | 84
[6 empty] | Open Boundary Quad-Ridged Horn Antenna 700M8G | B121-F-HR-07M08G01-SF |  |  |  |  | 1 |  | 84
[6 empty] | Open Boundary Quad-Ridged Horn Antenna 700M12G | B121-F-HR-07M12G01-SF |  |  |  |  | 1 |  | 92.05
5-報價 |  |  |  |  | #UNPARSEABLE | 銘惠科技(A-info) | B121-A |  |  |  |  | 4 | [25 empty] | #DIVIDE BY ZERO | #DIVIDE BY ZERO
5-報價 | [5 empty] | 對數周期天線DS3100E | B121-A-DS3100E |  |  |  |  | 1
5-報價 | [5 empty] | Log Periodic Antenna_DS-3600E | B121-A-DS3600E |  |  |  |  | 1
5-報價 | [5 empty] | 單極化天線LB10125 | B121-A-LB10125NF |  |  |  |  | 1
0-未開 | [5 empty] | LB-10125天線治具 | B121-A-LB10180MAC81 |  |  |  |  | 1
5-報價 | [5 empty] | MOUSER | B121-M |  |  |  |  | 1
5-報價 | [5 empty] | Hinged Blade WiFi 6 Antenna | B121-M-ANTW63WS3-SMA |  |  |  |  | 1
[5 empty] | #UNPARSEABLE | 飛騰 | B121-F |  |  |  |  | 0 | [25 empty] | #DIVIDE BY ZERO | #DIVIDE BY ZERO
3-量產 |  | Y |  |  | #UNPARSEABLE | B122-RF線材 | B122 |  | 基本功能 |  |  | 30 | #UNPARSEABLE | #UNPARSEABLE | #BLOCKED |  |  |  | 0 | 式 |  |  |  | #BLOCKED | #BLOCKED | #BLOCKED | 1300000 | #BLOCKED | #BLOCKED | #UNPARSEABLE | #BLOCKED | 60000 | #BLOCKED | #BLOCKED
5-報價 |  |  |  |  | #UNPARSEABLE | 帛江 | B122-B |  |  |  |  | 30 | [25 empty] | #DIVIDE BY ZERO | #DIVIDE BY ZERO
5-報價 | [5 empty] | SS405 (CA38P38P25-2MT2) 200cm K(M)-K(M) | B122-B-38P38P252MT2 |  |  |  |  | 1
5-報價 | [5 empty] | SS405 (CA38P38P25-3MT2)300cm K(M)-K(M) | B122-B-38P38P253MT2 |  |  |  |  | 1
5-報價 | [5 empty] | SS405 (CA38P38P25-400T2)400cm K(M)-K(M) | B122-B-38P38P254MT2 |  |  |  |  | 1
5-報價 | [5 empty] | SS405 (CA38P38P25-500T) 50cm K(M)-K(M) | B122-B-38P38P25500T2 |  |  |  |  | 1
5-報價 | [5 empty] | SS405 (CA38P38P25-6MT2)600cm K(M)-K(M) | B122-B-38P38P256MT2 |  |  |  |  | 1
5-報價 | [5 empty] | FL354 (CA38P38P98-1000S ) K(M)-K(M)-100cm | B122-B-38P38P981000S |  |  |  |  | 1
5-報價 | [5 empty] | FL354 (CA38P38P98-1200S ) K(M)-K(M)-120cm | B122-B-38P38P981200S |  |  |  |  | 1
5-報價 | [5 empty] | FL354 (CA38P38P98-1500S ) K(M)-K(M)-150cm, | B122-B-38P38P981500S |  |  |  |  | 1
5-報價 | [5 empty] | FL354(CA38P38P98-2000S ) 200cm K(M)-K(M) | B122-B-38P38P982000S |  |  |  |  | 1
5-報價 | [5 empty] | FL354(CA38P38P98-3000S )300cm K(M)-K(M) | B122-B-38P38P983000S |  |  |  |  | 1
5-報價 | [5 empty] | FL354(CA38P38P98-700S ) K(M)-K(M)-70cm | B122-B-38P38P98700S |  |  |  |  | 1
5-報價 | [5 empty] | RF CABLES FL530-7512 (CA72P73P21-3000T) N-F-300cm | B122-B-72P73P213000T |  |  |  |  | 1
5-報價 | [5 empty] | GL200SC(CA73P73P00-3M5S1) 350cm，N(M)-N(M) | B122-B-73P73P00-3M5S1 |  |  |  |  | 1
5-報價 | [5 empty] | GL200SC(CA73P73P00-4M5S1) 400cm，N(M)-N(M) | B122-B-73P73P00-4MS1 |  |  |  |  | 1
5-報價 | [5 empty] | GL200SC(CA73P73P00-5M5S1)500cm，N(M)-N(M) | B122-B-73P73P00-5MS1 |  |  |  |  | 1
5-報價 | [5 empty] | GL200SC(CA73P73P00-1M5U2)150cm，SMA-N(M) | B122-B-73P78P001M5U2 |  |  |  |  | 1
5-報價 | [5 empty] | GL200SC(CA73P73P00-1MU2)100cm，SMA-N | B122-B-73P78P001MU2 |  |  |  |  | 1
5-報價 | [5 empty] | FL460S(CA73P73P76-6M 600cm N(M)-N(M) | B122-B-73P73P76-6M |  |  |  |  | 1
5-報價 | [5 empty] | GL200SC(CA73P73P00-1M5)150cm，SMA-SMA | B122-B-78P78P001M5 |  |  |  |  | 1
5-報價 | [5 empty] | GL200SC(CA73P73P00-1M5U3) 150cm，SMA-SMA | B122-B-78P78P001M5U3 |  |  |  |  | 1
5-報價 | [5 empty] | GL200SC(CA73P73P00-1MU3) 100cm，SMA-SMA(M) | B122-B-78P78P001MU3 |  |  |  |  | 1
5-報價 | [5 empty] | GL200SC(CA73P73P00-2MU3) 200cm，SMA-SMA | B122-B-78P78P002MU3 |  |  |  |  | 1
5-報價 | [5 empty] | GL200SC(CA73P73P00-600U3) 60cm，SMA-SMA | B122-B-78P78P00600U3 |  |  |  |  | 1
5-報價 | [5 empty] | GL200SC(CA73P73P00-8MU3) 800cm，SMA(M)-SMA(M) | B122-B-78P78P008MU3 |  |  |  |  | 1
5-報價 | [5 empty] | SS402 (78P78P24-200V3) SMA(M)-SMA(M) 20cm | B122-B-78P78P24200V3 |  |  |  |  | 1
5-報價 | [5 empty] | SS402 (78P78P24-300V3) SMA(M)-SMA(M) 30cm | B122-B-78P78P24300V3 |  |  |  |  | 1
5-報價 | [5 empty] | SS402 (78P78P24-400V3)SMA(M)-SMA(M) 40cm | B122-B-78P78P24400V3 |  |  |  |  | 1
5-報價 | [5 empty] | SS402 (78P78P24-500V3) SMA(M)-SMA(M) 50cm | B122-B-78P78P24500V3 |  |  |  |  | 1
5-報價 | [5 empty] | SS402 (78P78P24-600V3) SMA(M)-SMA(M) 60cm | B122-B-78P78P24600V3 |  |  |  |  | 1
5-報價 | [5 empty] | FL460S SMA(M)-SMA(M) 300cm | B122-B-78P78P763000S |  |  |  |  | 1
[6 empty] | RG402(78P78P24-1450) SMA(M)-SMA(M) ，35CM | B122-B-78P78P241450
[6 empty] | RG402(78P78P24-1350) | B122-B-78P78P241350
[6 empty] | RG402(78P78P24-350) | B122-B-78P78P24350
[6 empty] | RG402(78P78P24-400) | B122-B-78P78P24400
[6 empty] | Black (78JIPX34-200S) | B122-B-78JIPX34200S
[6 empty] | FL-410S(7878P95-600S4) 60CM SMA(M)-SMA(M) | B122-B-(7878P95600S4)
[6 empty] | 洺喬 | B122-R
[6 empty] | SMA(F)-1.13-IPEX IV200CM | B122-R-A2C50-1.13-IPXIV2C59-200
1-評估 |  | Y |  |  | #UNPARSEABLE | B123-RF接頭 | B123 |  | 基本功能 |  |  | 19 | #UNPARSEABLE | #UNPARSEABLE | #BLOCKED |  |  |  | 0 | 式 |  |  |  | #BLOCKED | #BLOCKED | #BLOCKED | 1300000 | #BLOCKED | #BLOCKED | #UNPARSEABLE | #BLOCKED | 60000 | #BLOCKED | #BLOCKED
[6 empty] | RF Adaptor Bulkhead(Flange) SMA(F)-SMA(F) | B123-B-11 |  |  |  |  | 1 |  | 0.1 | [8 empty] | DC-18GHz (7878FS500BD000B)
2-開發 | [5 empty] | RF Adaptor R/A SMA(M)-SMA(F) | B123-B-19 |  |  |  |  | 1 |  | 0.11 | [8 empty] | DC-12GHz (7858NR500BD002B)
[6 empty] | RF Adaptor Bulkhead(Nut) SMA(F) to SMA(F) | B123-B-17 |  |  |  |  | 1 |  | 0.07 | [8 empty] | DC-18GHz (7878CS500BD002B)
[6 empty] | RF Adaptor N(M)-SMA(F) | B123-B-20 |  |  |  |  | 1 |  | 0.4
[6 empty] | SMA Straight PCB Jack Flat Pin | B123-R-01 |  |  |  |  | 1 |  | 0.085
[6 empty] | RF Adaptor N(M)-SMA(F) | B123-R-06 |  |  |  |  | 1 |  | 0.18
[6 empty] | RF Adaptor WR-28-2.4mm(F) | B123 |  |  |  |  | 1 |  | 10
5-報價 |  |  |  |  | #UNPARSEABLE | 帛江 | B123-B |  |  |  |  | 11 | [25 empty] | #DIVIDE BY ZERO | #DIVIDE BY ZERO
5-報價 | [5 empty] | K TYPE 轉接頭(33P38JNS5SQA04B) | B123-B-01 |  |  |  |  | 1
5-報價 | [5 empty] | 同軸接頭K (M) to K(F)90度(3858NR500SMA01B) | B123-B-02 |  |  |  |  | 1
5-報價 | [5 empty] | 鎖板接頭 K (F) to K(F)，無法蘭(3878DS500SQ001B) | B123-B-03 |  |  |  |  | 1
5-報價 | [5 empty] | SMPM PCB END LAUNCH(5516LS502BD000B) | B123-B-04 |  |  |  |  | 1
5-報價 | [5 empty] | SMPM PCB END LAUNCH(5516LS502BD000B) | B123-B-05 |  |  |  |  | 1
5-報價 | [5 empty] | 高頻接頭N(M)-SMA(F)(73P78JNS5BF012B) | B123-B-06 |  |  |  |  | 1
5-報價 | [5 empty] | SMA PCB END LAUNCH(7867BS502BD007H) | B123-B-07 |  |  |  |  | 1
5-報價 | [5 empty] | SMA接頭-中心針式-55(7869FS502BD008B) | B123-B-08 |  |  |  |  | 1
5-報價 | [5 empty] | SMA 接頭-中心針式(7869FS502BD009B) | B123-B-09 |  |  |  |  | 1
5-報價 | [5 empty] | 鎖板接頭 SMA to SMA(7878CS500BD000B ) | B123-B-10 |  |  |  |  | 1
5-報價 | [5 empty] | 鎖板接頭4角 SMA (F) to SMA(F)(7878FS500BD000B) | B123-B-11 |  |  |  |  | 1
5-報價 |  |  |  |  | #UNPARSEABLE | 洺喬 | B123-R |  |  |  |  | 1 | [25 empty] | #DIVIDE BY ZERO | #DIVIDE BY ZERO
5-報價 | [5 empty] | SMA Straight PCB Jack Flat Pin(SMA2H1B50-0080A/91) | B123-R-01 |  |  |  |  | 1
3-量產 |  | Y |  |  | #UNPARSEABLE | B124-導波管 | B124 |  | 基本功能 |  |  | 7 | #UNPARSEABLE | #UNPARSEABLE | #BLOCKED |  |  |  | 0 | 式 |  |  |  | #BLOCKED | #BLOCKED | #BLOCKED | 1300000 | #BLOCKED | #BLOCKED | #UNPARSEABLE | #BLOCKED | 60000 | #BLOCKED | #BLOCKED
5-報價 |  |  |  |  | #UNPARSEABLE | 銘惠科技(A-info) | B124-A |  |  |  |  | 7 | [25 empty] | #DIVIDE BY ZERO | #DIVIDE BY ZERO
5-報價 | [5 empty] | WR28 Straight Waveguide (10CM) | B124-A-28WAL100Cu |  |  |  |  | 1
5-報價 | [5 empty] | WR28 Straight Waveguide (50CM) | B124-A-28WAL500Cu |  |  |  |  | 1
5-報價 | [5 empty] | Waveguide to Coaxial Adaptor | B124-A-28WECAKCu |  |  |  |  | 1
0-未開 | [5 empty] | Waveguide to Coaxial Adaptor | B124-A-28WECAKCu |  |  |  |  | 1
5-報價 | [5 empty] | Flexible Twist Waveguide (50CM) | B124-A-28WFT500 |  |  |  |  | 1
5-報價 | [5 empty] | 90deg. H-Plane Radius Bend Waveguide | B124-A-28WHB3015Cu |  |  |  |  | 1
5-報價 | [5 empty] | WR28 Twist Waveguide (5.5CM) | B124-A28WTA55Cu |  |  |  |  | 1
3-量產 |  | Y |  |  | #UNPARSEABLE | B125-RF器件(濾波器\功率分配器\.衰減器） | B125 |  | 基本功能 |  |  | 7 | #UNPARSEABLE | #UNPARSEABLE | #BLOCKED |  |  |  | 0 | 式 |  |  |  | #BLOCKED | #BLOCKED | #BLOCKED | 1300000 | #BLOCKED | #BLOCKED | #UNPARSEABLE | #BLOCKED | 60000 | #BLOCKED | #BLOCKED
5-報價 |  |  |  |  | #UNPARSEABLE | 芝程 | B125-M |  |  |  |  | 7 | [25 empty] | #DIVIDE BY ZERO | #DIVIDE BY ZERO
5-報價 | [5 empty] | Notch Filter-5850.5925 | B125-MFN5850S5 |  |  |  |  | 1
5-報價 | [5 empty] | Notch Filter-3550.3700 | B125-M-MFN3550S5 |  |  |  |  | 1
5-報價 | [5 empty] | Notch Filter-5150.5250 | B125-M-MFN5150S2 |  |  |  |  | 1
5-報價 | [5 empty] | Notch Filter-5250.5350 | B125-M-MFN5250S1 |  |  |  |  | 1
5-報價 | [5 empty] | Notch Filter-5350.5470 | B125-M-MFN5350S1 |  |  |  |  | 1
5-報價 | [5 empty] | Notch Filter-5725.5850 | B125-M-MFN5725S5 |  |  |  |  | 1
5-報價 | [5 empty] | Notch Filter-663.698 | B125-M-MFN663S5 |  |  |  |  | 1
3-量產 |  | Y |  |  | #UNPARSEABLE | B126-高頻板 | B126 |  | 基本功能 |  |  | 0 | #UNPARSEABLE | #UNPARSEABLE | #BLOCKED |  |  |  | 0 | 式 |  |  |  | #BLOCKED | #BLOCKED | #BLOCKED | 1300000 | #BLOCKED | #BLOCKED | #UNPARSEABLE | #BLOCKED | 60000 | #BLOCKED | #BLOCKED
|  | Y |  |  | A15 | B129-其他RF被動元件 | B129 |  |  |  |  | 0 | [6 empty] | 0 | 式 | [5 empty] | #DIVIDE BY ZERO | 1300000 | 1300000 | 100% | #UNPARSEABLE | #BLOCKED | 60000 | 60000 | 100%
3-量產 | 1 | 1 |  |  | #UNPARSEABLE | B13-RF主動元件 | B13 |  |  |  |  | 12 | [6 empty] | 0 | 式
3-量產 |  | Y |  |  | #UNPARSEABLE | B131-積體電路(RFIC) | B131 |  |  |  |  | 0 | [6 empty] | 0 | 式 | [5 empty] | #DIVIDE BY ZERO | 1300000 | 1300000 | 100% | #UNPARSEABLE | #BLOCKED | 60000 | 60000 | 100%
3-量產 |  | Y |  |  | #UNPARSEABLE | B132-切換元件 | B132 |  |  |  |  | 9 | [6 empty] | 0 | 式 | [5 empty] | #DIVIDE BY ZERO | 1300000 | 1300000 | 100% | #UNPARSEABLE | #BLOCKED | 60000 | 60000 | 100%
5-報價 |  |  |  |  | #UNPARSEABLE | 承峯精密 | B132-A |  |  |  |  | 4 | [25 empty] | #DIVIDE BY ZERO | #DIVIDE BY ZERO
5-報價 |  |  |  |  | #UNPARSEABLE | RF Switch SPDT (Radiall R570833000) | B132-A-R570833000 |  |  |  |  | 1 | [25 empty] | #DIVIDE BY ZERO | #DIVIDE BY ZERO
5-報價 |  |  |  |  | #UNPARSEABLE | RF Switch SP4T (Radiall R574823405) 50 termination | B132-A-R574823405 |  |  |  |  | 1 | [25 empty] | #DIVIDE BY ZERO | #DIVIDE BY ZERO
5-報價 |  |  |  |  | #UNPARSEABLE | RF Switch DPDT (Radiall R577833007 ) | B132-A-R577833007 |  |  |  |  | 1 | [25 empty] | #DIVIDE BY ZERO | #DIVIDE BY ZERO
5-報價 |  |  |  |  | #UNPARSEABLE | RF Switch SPDT (Radiall R585833200) 50 termination | B132-A-R585833200 |  |  |  |  | 1 | [25 empty] | #DIVIDE BY ZERO | #DIVIDE BY ZERO
5-報價 |  |  |  |  | #UNPARSEABLE | Mouser | B132-M |  |  |  |  | 4 | [25 empty] | #DIVIDE BY ZERO | #DIVIDE BY ZERO
5-報價 | [5 empty] | 一對二路徑切換器(CCR-33S1O-28V) | B132-M-CCR33S1O |  |  |  |  | 1
5-報價 | [5 empty] | RF Switch SP6T (Teledyne CCR-38S160) | B132-M-CCR38S160 |  |  |  |  | 1
5-報價 | [5 empty] | RF SWITCH SPDT 40G | B132-M-CCR40K |  |  |  |  | 1
5-報價 | [5 empty] | RF Switch DPDT (Radiall R577443000 ) | B132-M-R577443000 |  |  |  |  | 1
5-報價 |  |  |  |  | #UNPARSEABLE | 鑫研通 | B132-S |  |  |  |  | 1 | [25 empty] | #DIVIDE BY ZERO | #DIVIDE BY ZERO
[5 empty] | #UNPARSEABLE | Programmable Step attenuators_8494H8496H | B125-S-8494H8496H |  |  |  |  | 1 | [25 empty] | #DIVIDE BY ZERO | #DIVIDE BY ZERO
3-量產 |  | Y |  |  | #UNPARSEABLE | B135-LNA放大器 | B135 |  |  |  |  | 3 | [6 empty] | 0 | 式 | [5 empty] | #DIVIDE BY ZERO | 1300000 | 1300000 | 100% | #UNPARSEABLE | #BLOCKED | 60000 | 60000 | 100%
1-評估 |  |  |  |  | #UNPARSEABLE | 松儀 | B135-E |  |  |  |  | 1 | [25 empty] | #DIVIDE BY ZERO | #DIVIDE BY ZERO
1-評估 |  |  |  |  | #UNPARSEABLE | 前置放大器 1G-18G Pre Amplifier EM01G18G | B135-E-EM01G18G |  |  |  |  | 1 | [25 empty] | #DIVIDE BY ZERO | #DIVIDE BY ZERO
1-評估 |  |  |  |  | #UNPARSEABLE | 明凱(mini-circuits) | B135-MI |  |  |  |  | 2 | [25 empty] | #DIVIDE BY ZERO | #DIVIDE BY ZERO
1-評估 |  |  |  |  | #UNPARSEABLE | ZFL-500LNB+ | B135-MI-ZFL500LNB+ |  |  |  |  | 1 | [25 empty] | #DIVIDE BY ZERO | #DIVIDE BY ZERO
1-評估 |  |  |  |  | #UNPARSEABLE | ZX60-83LN-S+ | B135-MI-ZFL500LNB+ |  |  |  |  | 1 | [25 empty] | #DIVIDE BY ZERO | #DIVIDE BY ZERO
3-量產 | 1 | 1 |  |  | #UNPARSEABLE | B15-儀器(TBD) | B15* |  |  |  |  | 5 | [6 empty] | 0 | 式
|  | Y |  |  | #UNPARSEABLE | B151-中古儀器 | B151 |  |  |  |  | 0 | [6 empty] | 0 | 式 | [5 empty] | #DIVIDE BY ZERO | 1300000 | 1300000 | 100% | #UNPARSEABLE | #BLOCKED | 60000 | 60000 | 100%
|  | Y |  |  | #UNPARSEABLE | B152-高頻 | B152 |  |  |  |  | 4 | [6 empty] | 0 | 式 | [5 empty] | #DIVIDE BY ZERO | 1300000 | 1300000 | 100% | #UNPARSEABLE | #BLOCKED | 60000 | 60000 | 100%
|  | Y |  |  | #UNPARSEABLE | Keysight | B135-K |  |  |  |  | 1 | [6 empty] | 0 | 式 | [5 empty] | #DIVIDE BY ZERO | 1300000 | 1300000 | 100% | #UNPARSEABLE | #BLOCKED | 60000 | 60000 | 100%
|  | 1 | R |  | #UNPARSEABLE | E36311A | B173-K | 2 | [17 empty] | #DIVIDE BY ZERO |  | 0 | #DIVIDE BY ZERO | #UNPARSEABLE | #BLOCKED |  | 0 | #DIVIDE BY ZERO | 0 | 0 | 0 | #DIVIDE BY ZERO | #DIVIDE BY ZERO
|  | 0 | R |  | #UNPARSEABLE | DC power supply, triple-output, 6 V, 5 A and ±25 V, 1A, 80 W: USB | B173-K-E36311A | 3 | [5 empty] | 29.66 | [9 empty] | 29.66 |  | #DIVIDE BY ZERO |  | -29.66 | #DIVIDE BY ZERO | #UNPARSEABLE | #BLOCKED |  | -0.98867 | #DIVIDE BY ZERO | 0 | 0 | 0 | #DIVIDE BY ZERO | #DIVIDE BY ZERO
[6 empty] | E36103B | B173-K | 2 | [17 empty] | #DIVIDE BY ZERO |  | 0 | #DIVIDE BY ZERO | #UNPARSEABLE | #BLOCKED |  | 0 | #DIVIDE BY ZERO
[6 empty] | DC power supply, single-output, 20 V, 2 A, 40 W | B173-K-E36103B | 3 | [5 empty] | 24.435 | [9 empty] | 24.435 |  | #DIVIDE BY ZERO |  | -24.435 | #DIVIDE BY ZERO | #UNPARSEABLE | #BLOCKED |  | -0.8145 | #DIVIDE BY ZERO
[6 empty] | HP83620A | B173-K | 2 | [17 empty] | #DIVIDE BY ZERO |  | 0 | #DIVIDE BY ZERO | #UNPARSEABLE | #BLOCKED |  | 0 | #DIVIDE BY ZERO
[6 empty] | -Signal Generator, 10MHz~20GHz, used -Warranty 3 month | B173-K-HP83620A | 3 | [5 empty] | 24.435 | [9 empty] | 24.435 |  | #DIVIDE BY ZERO |  | -24.435 | #DIVIDE BY ZERO | #UNPARSEABLE | #BLOCKED |  | -0.8145 | #DIVIDE BY ZERO
[6 empty] | E4412A | B173-K | 2 | [17 empty] | #DIVIDE BY ZERO |  | 0 | #DIVIDE BY ZERO | #UNPARSEABLE | #BLOCKED |  | 0 | #DIVIDE BY ZERO
[6 empty] | -Power Sensor, 10MHz to 18GHz, used -Warranty 3 month | B173-K-E4412A | 3 | [5 empty] | 24.435 | [9 empty] | 24.435 |  | #DIVIDE BY ZERO |  | -24.435 | #DIVIDE BY ZERO | #UNPARSEABLE | #BLOCKED |  | -0.8145 | #DIVIDE BY ZERO
[6 empty] | E4418B | B173-K | 2 | [17 empty] | #DIVIDE BY ZERO |  | 0 | #DIVIDE BY ZERO | #UNPARSEABLE | #BLOCKED |  | 0 | #DIVIDE BY ZERO
[6 empty] | -RF Power Meters, used -Warranty 3 month | B173-K-E4418B | 3 | [5 empty] | 24.435 | [9 empty] | 24.435 |  | #DIVIDE BY ZERO |  | -24.435 | #DIVIDE BY ZERO | #UNPARSEABLE | #BLOCKED |  | -0.8145 | #DIVIDE BY ZERO
[6 empty] | N9010A | B173-K | 2 | [17 empty] | #DIVIDE BY ZERO |  | 0 | #DIVIDE BY ZERO | #UNPARSEABLE | #BLOCKED |  | 0 | #DIVIDE BY ZERO
[6 empty] | N9010A EXA Signal Analyzer N9010A-513:Frequency range, 10 Hz to 13.6 GHz | B173-K-N9010A | 3 | [5 empty] | 24.435 | [9 empty] | 24.435 |  | #DIVIDE BY ZERO |  | -24.435 | #DIVIDE BY ZERO | #UNPARSEABLE | #BLOCKED |  | -0.8145 | #DIVIDE BY ZERO
[6 empty] | N9020A | B173-K | 2 | [17 empty] | #DIVIDE BY ZERO |  | 0 | #DIVIDE BY ZERO | #UNPARSEABLE | #BLOCKED |  | 0 | #DIVIDE BY ZERO
[6 empty] | N9020A MXA Signal Analyzer N9020A-508:Frequency range, 10 Hz to 8.4 GHz | B173-K-N9020A | 3 | [5 empty] | 24.435 | [9 empty] | 24.435 |  | #DIVIDE BY ZERO |  | -24.435 | #DIVIDE BY ZERO | #UNPARSEABLE | #BLOCKED |  | -0.8145 | #DIVIDE BY ZERO
|  | Y |  |  | #UNPARSEABLE | Anritsu | B135-A |  |  |  |  | 1 | [6 empty] | 0 | 式 | [5 empty] | #DIVIDE BY ZERO | 1300000 | 1300000 | 100% | #UNPARSEABLE | #BLOCKED | 60000 | 60000 | 100%
[6 empty] | MT8821C | B173-A | 2 | [17 empty] | #DIVIDE BY ZERO |  | 0 | #DIVIDE BY ZERO | #UNPARSEABLE | #BLOCKED |  | 0 | #DIVIDE BY ZERO
[6 empty] | MT8821C：Radio Communication Analyzer MT8821C-001：W-CDMA Measurement Hardware MT8821C-002：TDMA Measurement Hardware MT8821C-008：LTE Measurement Hardware MT8821C-019 ：Extended RF 3.8GHz to 6GHz MX882100C：W-CDMA Measurement Software MX882100C-019：HSPA Measurement Software MX882101C：GSM Measurement Software MX882101C-011：EGPRS Measurement Software MX882112C：LTE FDD Measurement Software MX882113C：LTE TDD Measurement Software | B173-A-MT8821C | 3 | [5 empty] | 24.435 | [9 empty] | 24.435 |  | #DIVIDE BY ZERO |  | -24.435 | #DIVIDE BY ZERO | #UNPARSEABLE | #BLOCKED |  | -0.8145 | #DIVIDE BY ZERO
[6 empty] | MT8862A | B173-A | 2 | [17 empty] | #DIVIDE BY ZERO |  | 0 | #DIVIDE BY ZERO | #UNPARSEABLE | #BLOCKED |  | 0 | #DIVIDE BY ZERO
[6 empty] | MT8862A：Wireless Connectivity Test Set MT8862A-001：RF Frequency 2.4GHz,5GHz MT8862A-002：RF Frequency 6GHz MT8862A-010：Extended RF Hardware MX886200A：WLAN Measurement Software MX886200A-001：WLAN 802.11ac Option MX886200A-002：WLAN 802.11ax Option MX886200A-030：160MHz Bandwidth MT8862A-ES310：3 Years Extended Warranty Service | B173-A-MT8862A | 3 | [5 empty] | 24.435 | [9 empty] | 24.435 |  | #DIVIDE BY ZERO |  | -24.435 | #DIVIDE BY ZERO | #UNPARSEABLE | #BLOCKED |  | -0.8145 | #DIVIDE BY ZERO
|  | Y |  |  | #UNPARSEABLE | R&S | B135-R |  |  |  |  | 1 | [6 empty] | 0 | 式 | [5 empty] | #DIVIDE BY ZERO | 1300000 | 1300000 | 100% | #UNPARSEABLE | #BLOCKED | 60000 | 60000 | 100%
|  | 1 | R |  | #UNPARSEABLE | ESR26 | B173-R-ESR26 | 2 | [17 empty] | #DIVIDE BY ZERO |  | 0 | #DIVIDE BY ZERO | #UNPARSEABLE | #BLOCKED |  | 0 | #DIVIDE BY ZERO | 0 | 0 | 0 | #DIVIDE BY ZERO | #DIVIDE BY ZERO
|  | 0 | R |  | #UNPARSEABLE | -EMI Test Receiver for certification to commercial standards 9k ~ 26.5GHz, CISPR 16-1-1 Compliant | B173-R-ESR26 | 3 | [5 empty] | 29.66 | [9 empty] | 29.66 |  | #DIVIDE BY ZERO |  | -29.66 | #DIVIDE BY ZERO | #UNPARSEABLE | #BLOCKED |  | -0.98867 | #DIVIDE BY ZERO | 0 | 0 | 0 | #DIVIDE BY ZERO | #DIVIDE BY ZERO
[6 empty] | -DCV : Documentation of calibration values | B173-R-DCV-2 | [18 empty] | #DIVIDE BY ZERO |  | 0 | #DIVIDE BY ZERO | #UNPARSEABLE | #BLOCKED |  | 0 | #DIVIDE BY ZERO
[6 empty] | ESW44 | B173-R-ESW44 | 2 | [17 empty] | #DIVIDE BY ZERO |  | 0 | #DIVIDE BY ZERO | #UNPARSEABLE | #BLOCKED |  | 0 | #DIVIDE BY ZERO
[6 empty] | -EMI Test Receiver for certification measurements compliant to CISPR 16-1-1 and Mil-Std 461 from 2 Hz to 44 GHz | B173-R-ESW44 | 3 | [5 empty] | 24.435 | [9 empty] | 24.435 |  | #DIVIDE BY ZERO |  | -24.435 | #DIVIDE BY ZERO | #UNPARSEABLE | #BLOCKED |  | -0.8145 | #DIVIDE BY ZERO
[6 empty] | -DCV : Documentation of calibration values | B173-R-DCV-2 | [18 empty] | #DIVIDE BY ZERO |  | 0 | #DIVIDE BY ZERO | #UNPARSEABLE | #BLOCKED |  | 0 | #DIVIDE BY ZERO
|  | Y |  |  | #UNPARSEABLE | 鑫研通 | B135-S |  |  |  |  | 1 | [6 empty] | 0 | 式 | [5 empty] | #DIVIDE BY ZERO | 1300000 | 1300000 | 100% | #UNPARSEABLE | #BLOCKED | 60000 | 60000 | 100%
[6 empty] | CMW-PK45 | B135-S-CMW-PK45
|  | Y |  |  | #UNPARSEABLE | B153-數位 | B153 |  |  |  |  | 0 | [6 empty] | 0 | 式 | [5 empty] | #DIVIDE BY ZERO | 1300000 | 1300000 | 100% | #UNPARSEABLE | #BLOCKED | 60000 | 60000 | 100%
|  | Y |  |  | #UNPARSEABLE | B155-EMS | B155 |  |  |  |  | 0 | [6 empty] | 0 | 式 | [5 empty] | #DIVIDE BY ZERO | 1300000 | 1300000 | 100% | #UNPARSEABLE | #BLOCKED | 60000 | 60000 | 100%
3-量產 |  | Y |  |  | #UNPARSEABLE | B156-電源 | B156 |  |  |  |  | 1 | [6 empty] | 0 | 式 | [5 empty] | #DIVIDE BY ZERO | 1300000 | 1300000 | 100% | #UNPARSEABLE | #BLOCKED | 60000 | 60000 | 100%
1-評估 |  | Y |  |  | #UNPARSEABLE | 信果 | B156-S |  |  |  |  | 1 | [6 empty] | 0 | 式 | [5 empty] | #DIVIDE BY ZERO | 1300000 | 1300000 | 100% | #UNPARSEABLE | #BLOCKED | 60000 | 60000 | 100%
[6 empty] | 34465A | B156-S-34465A | [18 empty] | #DIVIDE BY ZERO |  | 0 | #DIVIDE BY ZERO | #UNPARSEABLE | #BLOCKED |  | 0 | #DIVIDE BY ZERO
[6 empty] | E36103B | B156-S-E36103B | [18 empty] | #DIVIDE BY ZERO |  | 0 | #DIVIDE BY ZERO | #UNPARSEABLE | #BLOCKED |  | 0 | #DIVIDE BY ZERO
[6 empty] | E36311A | B156-S-E36311A | [18 empty] | #DIVIDE BY ZERO |  | 0 | #DIVIDE BY ZERO | #UNPARSEABLE | #BLOCKED |  | 0 | #DIVIDE BY ZERO
|  | Y |  |  | #UNPARSEABLE | B159-其他儀器 | B159 |  |  |  |  | 0 | [6 empty] | 0 | 式 | [5 empty] | #DIVIDE BY ZERO | 1300000 | 1300000 | 100% | #UNPARSEABLE | #BLOCKED | 60000 | 60000 | 100%
3-量產 | 1 | 1 |  |  | #UNPARSEABLE | B15-儀器(TBD) | B15* |  |  |  |  | 0 | [6 empty] | 0 | 式
[6 empty] | B151-Keysight | B151 |  |  |  |  | 0
[6 empty] | B153-R&S | B153 |  |  |  |  | 0
[6 empty] | B155-Anritsu | B155 |  |  |  |  | 0
[6 empty] | B159-其他 | B159 |  |  |  |  | 0
1-評估 | 1 | 1 |  |  | #UNPARSEABLE | B16-套裝軟體 | B16 |  |  |  |  | 2 | [6 empty] | 0 | 式
3-量產 | 1 | 3 |  |  | #UNPARSEABLE | 工具軟體 | B161 |  | 專案負責人與研發人
1-評估 | 1 | 3 |  |  | #UNPARSEABLE | Office | B166 |  | 專案負責人與研發人 |  |  | 2
1-評估 | 1 | 3 |  |  | #UNPARSEABLE | 台灣微軟 | B166-M |  | 專案負責人與研發人 |  |  | 2
0-未開 | [5 empty] | Microsoft MS Excel 2016 | B166-M-Excel |  |  |  |  | 1
[6 empty] | Microsoft MS Excel 2019 | B166-M-Excel-2019 |  |  |  |  | 1 |  | 3.8
3-量產 | 1 | 1 |  |  | #UNPARSEABLE | B17-標準件 | B17 |  |  |  |  | 5 | [6 empty] | 0 | 式
3-量產 |  | Y |  |  | #UNPARSEABLE | B171-標準件 | B171 |  |  |  |  | 5 | [6 empty] | 0 | 式 | [5 empty] | #DIVIDE BY ZERO | 1300000 | 1300000 | 100% | #UNPARSEABLE | #BLOCKED | 60000 | 60000 | 100%
5-報價 | [5 empty] | PChome | B171-P |  |  |  |  | 1
5-報價 | [5 empty] | 雙頻網路分享器(ASUSRT-AC66U+) | B171-P-RTAC66U+ |  |  |  |  | 1
5-報價 | [5 empty] | Amazon | B171-A |  |  |  |  | 2
5-報價 | [5 empty] | FR2 5G NR 手機 | B171-A-G991UZWAXAA |  |  |  |  | 1
5-報價 | [5 empty] | GT-AXE-11000US | B171-A-GTAXE11000 |  |  |  |  | 1
[6 empty] | Com-Power | B171-C |  |  |  |  | 2
[6 empty] | CG515 Comb Generator -1 MHz / 5 MHz step switchable, 1.5 GHz omni-directional Comb Generator | B171-C-CG515 |  |  |  |  | 1
[6 empty] | CGO-5100B -100M step 18GHz omni-directional Comb -100 MHz Step, 18 GHz omni-directional Comb Generator | B171-C-CGO-5100B |  |  |  |  | 1
1-評估 | 1 | 1 |  |  | #UNPARSEABLE | B18-主動元件 | B18 |  |  |  |  | 9 | [6 empty] | 0 | 式
|  | Y |  |  | #UNPARSEABLE | B181-馬達控制 | B181 |  | 基本功能 |  |  | 0 | #UNPARSEABLE | #UNPARSEABLE | #BLOCKED |  |  |  | 0 | 式 |  |  |  | #BLOCKED | #BLOCKED | #BLOCKED | 1300000 | #BLOCKED | #BLOCKED | #UNPARSEABLE | #BLOCKED | 60000 | #BLOCKED | #BLOCKED
3-量產 |  | Y |  |  | #UNPARSEABLE | B182-電源(電源濾波器、電燈) | B182 |  | 基本功能 |  |  | 3 | #UNPARSEABLE | #UNPARSEABLE | #BLOCKED |  |  |  | 0 | 式 |  |  |  | #BLOCKED | #BLOCKED | #BLOCKED | 1300000 | #BLOCKED | #BLOCKED | #UNPARSEABLE | #BLOCKED | 60000 | #BLOCKED | #BLOCKED
5-報價 |  |  |  |  | #UNPARSEABLE | 金電子 | B182-K- |  |  |  |  | 3 | [25 empty] | #DIVIDE BY ZERO | #DIVIDE BY ZERO
5-報價 | [5 empty] | 電源供應器(RD-125B) | B182-K-RD-125B |  |  |  |  | 1
5-報價 | [5 empty] | 電源供應器(RD-85B) | B182-K-RD-85B |  |  |  |  | 1
5-報價 | [5 empty] | 電源供應器(RPT-65G) | B182-K-RPT-65G |  |  |  |  | 1
3-量產 |  |  |  |  | #UNPARSEABLE | Mouser | B182-M | [30 empty] | #DIVIDE BY ZERO | #DIVIDE BY ZERO
[5 empty] | #UNPARSEABLE | Digikey | B182-D | [30 empty] | #DIVIDE BY ZERO | #DIVIDE BY ZERO
1-評估 |  | Y |  |  | #UNPARSEABLE | B183-控制器相關(GPIB-USB.光電轉換器.PLC.編碼器 介面卡) | B183 |  | 基本功能 |  |  | 2 | #UNPARSEABLE | #UNPARSEABLE | #BLOCKED |  |  |  | 0 | 式 |  |  |  | #BLOCKED | #BLOCKED | #BLOCKED | 1300000 | #BLOCKED | #BLOCKED | #UNPARSEABLE | #BLOCKED | 60000 | #BLOCKED | #BLOCKED
[6 empty] | GPIB Card -USB | B183-S-GPIB-USB |  |  |  |  | 1 |  | 20 | [8 empty] | NI GPIB-US | 20 |  | #DIVIDE BY ZERO |  | -20 | #DIVIDE BY ZERO | #UNPARSEABLE | #BLOCKED |  | -0.66667 | #DIVIDE BY ZERO
[6 empty] | 電腦顯示卡 技嘉 GV-N730D3-2GI | B183-P-GV-N730D3-2GI |  |  |  |  | 1 |  | 2.49 | [9 empty] | 2.49 |  | #DIVIDE BY ZERO |  | -2.49 | #DIVIDE BY ZERO | #UNPARSEABLE | #BLOCKED |  | -0.083 | #DIVIDE BY ZERO
1-評估 |  | Y |  |  | #UNPARSEABLE | B185-電子產品(螢幕.工業電腦,NB,攝影機,) | B185 |  | 基本功能 |  |  | 3 | [6 empty] | 0 | 式 | [5 empty] | #DIVIDE BY ZERO | 1300000 | 1300000 | 100% | #UNPARSEABLE | #BLOCKED | 60000 | 60000 | 100%
[5 empty] | #UNPARSEABLE | 網路攝影機IP Cam iSecure_5MP | B185-I-iS546SZV |  |  |  |  | 1 |  | 6.3 | [23 empty] | #DIVIDE BY ZERO | #DIVIDE BY ZERO
[6 empty] | 桌上型電腦 DELL Precision 3450 SFF CTO BASE | B185-D-P3450SFF |  |  |  |  | 1 |  | 28.5 | [8 empty] | -Precision 3450 SFF CTO BASE 1.Intel Core i5-11500, 12 MB 快取記憶體, 6 核, 2.7 GHz to 4.6 GHz 2.1TB 7200rpm SATA 3.5吋 HDD 3.16GB (2x8GB) DDR4 UDIMM 非-ECC 記憶體 4.Windows 10 專業版 (64位元) 繁體中文 5.Microsoft Office 試用版(30 天) | [14 empty] | #DIVIDE BY ZERO | #DIVIDE BY ZERO
[6 empty] | 電腦螢幕24吋 | B185-P-Screen24 |  |  |  |  | 1 |  | 3.3 | [23 empty] | #DIVIDE BY ZERO | #DIVIDE BY ZERO
0-未開 |  |  |  |  | #UNPARSEABLE | 研華 | B185-A |  |  |  |  | 0 | [25 empty] | #DIVIDE BY ZERO | #DIVIDE BY ZERO
5-報價 |  |  |  |  | #UNPARSEABLE | Advantech Industry Computer(ACP-4000MB) | B185-A-ACP4000MB |  |  |  |  | 1 | [25 empty] | #DIVIDE BY ZERO | #DIVIDE BY ZERO
0-未開 |  |  |  |  | #UNPARSEABLE | 叡視 | B185-S |  |  |  |  | 0 | [25 empty] | #DIVIDE BY ZERO | #DIVIDE BY ZERO
5-報價 |  |  |  |  | #UNPARSEABLE | 電動變焦 攝影機與控制器組 | B185-S-20ZWKB01 |  |  |  |  | 1 | [25 empty] | #DIVIDE BY ZERO | #DIVIDE BY ZERO
[5 empty] | #UNPARSEABLE | 英廣連 | B185-E |  |  |  |  | 0 | [25 empty] | #DIVIDE BY ZERO | #DIVIDE BY ZERO
3-量產 |  |  |  |  | #UNPARSEABLE | 鑫研通 | B185-S |  |  |  |  | 0 | [25 empty] | #DIVIDE BY ZERO | #DIVIDE BY ZERO
1-評估 |  | Y |  |  | #UNPARSEABLE | B186-量具(水平儀.十字電射) | B186 |  | 基本功能 |  |  | 1 | [6 empty] | 0 | 式 | [5 empty] | #DIVIDE BY ZERO | 1300000 | 1300000 | 100% | #UNPARSEABLE | #BLOCKED | 60000 | 60000 | 100%
2-開發 | [5 empty] | 一字紅雷射標線器(含電源腳座) *開發找固定品牌廠商中 | B186-P-FU650AL100BD16 |  |  |  |  | 1 |  | 1.348 | [9 empty] | 1.348 |  | #DIVIDE BY ZERO |  | -1.348 | #DIVIDE BY ZERO | #UNPARSEABLE | #BLOCKED |  | -0.044933 | #DIVIDE BY ZERO
|  | Y |  |  | #UNPARSEABLE | B189-其他主動元件 | B189 |  | 基本功能 |  |  | 0 | #UNPARSEABLE | #UNPARSEABLE | #BLOCKED |  |  |  | 0 | 式 |  |  |  | #BLOCKED | #BLOCKED | #BLOCKED | 1300000 | #BLOCKED | #BLOCKED | #UNPARSEABLE | #BLOCKED | 60000 | #BLOCKED | #BLOCKED
1-評估 | 1 | 2 |  |  | #UNPARSEABLE | B2-物料 | B2 |  | 管理部 |  |  | 20 | [6 empty] | 0 | set
1-評估 | 1 | 1 |  |  | #UNPARSEABLE | B21-線材與接頭 | B21 |  | 反射面、2G-110GHz、3m最大 |  |  | 7 | [6 empty] | 0 | 式 |  |  | 1. 準備文件8/30 2. 網站上線9/30 3. 開始拜訪台灣/中國/東南亞/美國12/31
1-評估 |  | Y |  |  | #UNPARSEABLE | B211-成品線材(RS232,GPIB CABLE.光纖線) | B211 |  | 基本功能 |  |  | 7 | [6 empty] | 0 | 式 | [5 empty] | #DIVIDE BY ZERO | 1300000 | 1300000 | 100% | #UNPARSEABLE | #BLOCKED | 60000 | 60000 | 100%
[6 empty] | RJ45 Cable 2M Cat.6A | B211-P-RJ45C6A-2M |  |  |  |  | 1 |  | 0.22
[6 empty] | GPIB Cable 1M | B211-E-GPIB-1M |  |  |  |  | 1 |  | 0.47
[6 empty] | RS-232 Cable 1.8M(M-F) | B211-K-W7271 |  |  |  |  | 1 |  | 0.08
[6 empty] | RS-232 Cable 5M(M-F) | B211-K-W9156 |  |  |  |  | 1 |  | 0.11
0-未開 | [5 empty] | 金電子 | B211-G |  |  |  |  | 2
0-未開 | [5 empty] | RS-232 連接線 1.8M_一體成型 | B211-G-W7271 |  |  |  |  | 1
0-未開 | [5 empty] | RS-232 連接線 5.5M_一體成型 | B211-G-W9156 |  |  |  |  | 1
0-未開 | [5 empty] | PCHOME | B211-G |  |  |  |  | 1
0-未開 | [5 empty] | 網路線RJ45，2M，Cat.6A | B211-P-RJ45C62M |  |  |  |  | 1
3-量產 |  | Y |  |  | #UNPARSEABLE | B212-裸線 | B212 |  | 基本功能 |  |  | 0 | #UNPARSEABLE | #UNPARSEABLE | #BLOCKED |  |  |  | 0 | 式 |  |  |  | #BLOCKED | #BLOCKED | #BLOCKED | 1300000 | #BLOCKED | #BLOCKED | #UNPARSEABLE | #BLOCKED | 60000 | #BLOCKED | #BLOCKED
3-量產 |  | Y |  |  | #UNPARSEABLE | B213-端子 | B213 |  | 基本功能 |  |  | 0 | #UNPARSEABLE | #UNPARSEABLE | #BLOCKED |  |  |  | 0 | 式 |  |  |  | #BLOCKED | #BLOCKED | #BLOCKED | 1300000 | #BLOCKED | #BLOCKED | #UNPARSEABLE | #BLOCKED | 60000 | #BLOCKED | #BLOCKED
1-評估 | 1 | 1 |  |  | #UNPARSEABLE | B22-電子材料 | B22 |  |  |  |  | 4 | [6 empty] | 0 | 式
|  | Y |  |  | #UNPARSEABLE | B221-被動元件 | B221 |  | 基本功能 |  |  | 1 | #UNPARSEABLE | #UNPARSEABLE | #BLOCKED |  |  |  | 0 | 式 |  |  |  | #BLOCKED | #BLOCKED | #BLOCKED | 1300000 | #BLOCKED | #BLOCKED | #UNPARSEABLE | #BLOCKED | 60000 | #BLOCKED | #BLOCKED
5-報價 |  |  |  |  | #UNPARSEABLE | 金電子 | B221-K |  |  |  |  | 1 | [25 empty] | #DIVIDE BY ZERO | #DIVIDE BY ZERO
5-報價 | [5 empty] | 19O金屬開關 | B221-K-S8536 |  |  |  |  | 1
[5 empty] | #UNPARSEABLE | Digikey | B221-D |  |  |  |  | 0 | [25 empty] | #DIVIDE BY ZERO | #DIVIDE BY ZERO
[5 empty] | #UNPARSEABLE | Mouser | B221-M |  |  |  |  | 0 | [25 empty] | #DIVIDE BY ZERO | #DIVIDE BY ZERO
3-量產 |  | Y |  |  | #UNPARSEABLE | B222-主動元件(IC) | B222 |  | 基本功能 |  |  | 1 | #UNPARSEABLE | #UNPARSEABLE | #BLOCKED |  |  |  | 0 | 式 |  |  |  | #BLOCKED | #BLOCKED | #BLOCKED | 1300000 | #BLOCKED | #BLOCKED | #UNPARSEABLE | #BLOCKED | 60000 | #BLOCKED | #BLOCKED
0-未開 |  |  |  |  | #UNPARSEABLE | 金電子 | B221-G | [30 empty] | #DIVIDE BY ZERO | #DIVIDE BY ZERO
0-未開 | [5 empty] | AC電源線 | B222-G-W9791
3-量產 |  | Y |  |  | #UNPARSEABLE | B223-整包(訂單號碼 | B223 |  | 基本功能 |  |  | 1 | #UNPARSEABLE | #UNPARSEABLE | #BLOCKED |  |  |  | 0 | 式 |  |  |  | #BLOCKED | #BLOCKED | #BLOCKED | 1300000 | #BLOCKED | #BLOCKED | #UNPARSEABLE | #BLOCKED | 60000 | #BLOCKED | #BLOCKED
5-報價 |  |  |  |  | #UNPARSEABLE | Digikey | B223-D | [30 empty] | #DIVIDE BY ZERO | #DIVIDE BY ZERO
[6 empty] | IC 元件 | B227-D-01
5-報價 |  |  |  |  | #UNPARSEABLE | Mouser | B223-M | [30 empty] | #DIVIDE BY ZERO | #DIVIDE BY ZERO
[6 empty] | IC 元件 | B227-M-01
3-量產 |  | Y |  |  | #UNPARSEABLE | B229-其他電子材料 | B229 |  | 基本功能 |  |  | 1 | #UNPARSEABLE | #UNPARSEABLE | #BLOCKED |  |  |  | 0 | 式 |  |  |  | #BLOCKED | #BLOCKED | #BLOCKED | 1300000 | #BLOCKED | #BLOCKED | #UNPARSEABLE | #BLOCKED | 60000 | #BLOCKED | #BLOCKED
3-量產 | 1 | 1 |  |  | #UNPARSEABLE | B23-工具傢具事務機 | B23 |  | 反射面、2G-110GHz、3m最大 |  |  | 2 | [6 empty] | 0 | 式 |  |  | 1. 準備文件8/30 2. 網站上線9/30 3. 開始拜訪台灣/中國/東南亞/美國12/31
|  | Y |  |  | #UNPARSEABLE | B231-供電手工具 | B231 |  | 基本功能 |  |  | 1 | #UNPARSEABLE | #UNPARSEABLE | #BLOCKED |  |  |  | 0 | 式 |  |  |  | #BLOCKED | #BLOCKED | #BLOCKED | 1300000 | #BLOCKED | #BLOCKED | #UNPARSEABLE | #BLOCKED | 60000 | #BLOCKED | #BLOCKED
5-報價 |  | Y |  |  | #UNPARSEABLE | PCHOME | B231-P |  | 基本功能 |  |  | 0 | #UNPARSEABLE | #UNPARSEABLE | #BLOCKED |  |  |  | 0 | 式 |  |  |  | #BLOCKED | #BLOCKED | #BLOCKED | 1300000 | #BLOCKED | #BLOCKED | #UNPARSEABLE | #BLOCKED | 60000 | #BLOCKED | #BLOCKED
5-報價 | [5 empty] | FX888D | B231-P-FX888D |  |  |  |  | 1 | [13 empty] | #DIVIDE BY ZERO |  | 0 | #DIVIDE BY ZERO | #UNPARSEABLE | #BLOCKED |  | 0 | #DIVIDE BY ZERO
|  | Y |  |  | #UNPARSEABLE | B232-不供電工具 | B232 |  | 基本功能 |  |  | 0 | #UNPARSEABLE | #UNPARSEABLE | #BLOCKED |  |  |  | 0 | 式 |  |  |  | #BLOCKED | #BLOCKED | #BLOCKED | 1300000 | #BLOCKED | #BLOCKED | #UNPARSEABLE | #BLOCKED | 60000 | #BLOCKED | #BLOCKED
3-量產 |  | Y |  |  | #UNPARSEABLE | B233-傢俱(儀器櫃/桌/椅) | B233 |  | 基本功能 |  |  | 1 | #UNPARSEABLE | #UNPARSEABLE | #BLOCKED |  |  |  | 0 | 式 |  |  |  | #BLOCKED | #BLOCKED | #BLOCKED | 1300000 | #BLOCKED | #BLOCKED | #UNPARSEABLE | #BLOCKED | 60000 | #BLOCKED | #BLOCKED
0-未開 | [5 empty] | 咖陞 | B233-J |  |  |  |  | 1 | [13 empty] | #DIVIDE BY ZERO |  | 0 | #DIVIDE BY ZERO | #UNPARSEABLE | #BLOCKED |  | 0 | #DIVIDE BY ZERO
0-未開 | [5 empty] | 儀器櫃19吋25U | B233-J-JF25-75 |  |  |  |  | 1
3-量產 |  | Y |  |  | #UNPARSEABLE | B235-事務機 | B235 |  | 基本功能 |  |  | 0 | #UNPARSEABLE | #UNPARSEABLE | #BLOCKED |  |  |  | 0 | 式 |  |  |  | #BLOCKED | #BLOCKED | #BLOCKED | 1300000 | #BLOCKED | #BLOCKED | #UNPARSEABLE | #BLOCKED | 60000 | #BLOCKED | #BLOCKED
1-評估 | 1 | 1 |  |  | #UNPARSEABLE | B25-包裝材(包裝標籤) | B25 |  | 反射面、2G-110GHz、3m最大 |  |  | 6 | [6 empty] | 0 | 式 |  |  | 1. 準備文件8/30 2. 網站上線9/30 3. 開始拜訪台灣/中國/東南亞/美國12/31
1-評估 |  | Y |  |  | #UNPARSEABLE | B251-紙類 | B251 |  | 基本功能 |  |  | 4 | [6 empty] | 0 | 式 | [5 empty] | #DIVIDE BY ZERO | 1300000 | 1300000 | 100% | #UNPARSEABLE | #BLOCKED | 60000 | 60000 | 100%
[6 empty] | 十大標配紙箱 | B251-F-Standard |  |  |  |  | 1 |  | 0.15
[6 empty] | 十大吸波材通用包裝紙箱 | B251-F-EPP |  |  |  |  | 1 |  | 0.13
[6 empty] | 十大吸波材60P包裝紙箱 | B251-F-EPP-60 |  |  |  |  | 1 |  | 0.15
5-報價 |  |  |  |  | #UNPARSEABLE | 禹泰 | B251-U |  |  |  |  | 1 | [25 empty] | #DIVIDE BY ZERO | #DIVIDE BY ZERO
[6 empty] | Aten-30P 包裝紙箱 | B251-U-30P |  |  |  |  | 1
|  | Y |  |  | #UNPARSEABLE | B252-發泡(保麗龍) | B252 |  | 基本功能 |  |  | 0 | [6 empty] | 0 | 式 | [5 empty] | #DIVIDE BY ZERO | 1300000 | 1300000 | 100% | #UNPARSEABLE | #BLOCKED | 60000 | 60000 | 100%
1-評估 |  | Y |  |  | #UNPARSEABLE | B253-標籤 | B253 |  | 基本功能 |  |  | 2 | [6 empty] | 0 | 式 | [5 empty] | #DIVIDE BY ZERO | 1300000 | 1300000 | 100% | #UNPARSEABLE | #BLOCKED | 60000 | 60000 | 100%
[6 empty] | 卡點西德 Atenlab LOGO 60cm | B253-A-LOGO-60 |  |  |  |  | 1 |  | 0.7
5-報價 |  |  |  |  | #UNPARSEABLE | 美好物件 | B253-L |  |  |  |  | 1 | [25 empty] | #DIVIDE BY ZERO | #DIVIDE BY ZERO
[6 empty] | WR284 紙盒 | B253-L-WR284 |  |  |  |  | 1
3-量產 |  | Y |  |  | #UNPARSEABLE | B255-印刷品 | B255 |  | 基本功能 |  |  | 0 | [6 empty] | 0 | 式 | [5 empty] | #DIVIDE BY ZERO | 1300000 | 1300000 | 100% | #UNPARSEABLE | #BLOCKED | 60000 | 60000 | 100%
3-量產 |  | Y |  |  | #UNPARSEABLE | B256-木箱 | B256 |  | 基本功能 |  |  | 0 | [6 empty] | 0 | 式 | [5 empty] | #DIVIDE BY ZERO | 1300000 | 1300000 | 100% | #UNPARSEABLE | #BLOCKED | 60000 | 60000 | 100%
[6 empty] | 宇威 | B256-U |  |  |  |  | 0 | [13 empty] | #DIVIDE BY ZERO |  | 0 | #DIVIDE BY ZERO | #UNPARSEABLE | #BLOCKED |  | 0 | #DIVIDE BY ZERO
[6 empty] | FIH | B256-U-80051 |  |  |  |  | 0 | [13 empty] | #DIVIDE BY ZERO |  | 0 | #DIVIDE BY ZERO | #UNPARSEABLE | #BLOCKED |  | 0 | #DIVIDE BY ZERO
1-評估 |  |  |  |  | #UNPARSEABLE | B26-原材(塑膠 電木 五金) | B26 |  |  |  |  | 1 | [13 empty] | #DIVIDE BY ZERO |  | 0 | #DIVIDE BY ZERO | #UNPARSEABLE | #BLOCKED |  | 0 | #DIVIDE BY ZERO
1-評估 |  | Y |  |  | #UNPARSEABLE | B261-塑膠 | B621 |  | 基本功能 |  |  | 1 | [6 empty] | 0 | 式 | [5 empty] | #DIVIDE BY ZERO | 1300000 | 1300000 | 100% | #UNPARSEABLE | #BLOCKED | 60000 | 60000 | 100%
[6 empty] | Fixation disc 9.5/15 | B621-E-Fixation disc |  |  |  |  | 1 |  | 0.035
3-量產 |  | Y |  |  | #UNPARSEABLE | B263-五金 | B623 |  | 基本功能 |  |  | 0 | #UNPARSEABLE | #UNPARSEABLE | #BLOCKED |  |  |  | 0 | 式 |  |  |  | #BLOCKED | #BLOCKED | #BLOCKED | 1300000 | #BLOCKED | #BLOCKED | #UNPARSEABLE | #BLOCKED | 60000 | #BLOCKED | #BLOCKED
0-未開 | 1 | 4 |  |  | #UNPARSEABLE | B3-研發用料 | B3 |  | 專案負責人與研發人 |  |  | 0
1-評估 | 1 | 4 |  |  | #UNPARSEABLE | B5-製成品 | B5 |  | 專案負責人與研發人 |  |  | 70
1-評估 | 1 | 1 |  |  | #UNPARSEABLE | B51-系統製成品(BOM) | B51 |  | 反射面、2G-110GHz、3m最大 |  |  | 3 | [6 empty] | 0 | 式 |  |  | 1. 準備文件8/30 2. 網站上線9/30 3. 開始拜訪台灣/中國/東南亞/美國12/31
1-評估 | [5 empty] | B511-A-Class | B511 |  |  |  |  | 2
[6 empty] | A1 Shielding Box Measurement | B511.A | [15 empty] | A1 Shielding Box Measurement
A1 OTA Anechoic Chamber
A1 RF System
A1 System Controller & Miscellaneous
Patrick | [5 empty] | A2 Mini Size OTA | B511-A-A2 | 1 | [14 empty] | A2 Mini Size OTA
1-評估 | [5 empty] | A2 OTA Anechoic Chamber |  | 2.5 | [5 empty] | 740.174
[6 empty] | A2(1.2/0.8/0.8)電波暗室總成 | B561-U-A2-111.0 | 3 |  |  |  | 1 |  | 710
[6 empty] | Aten-3B EPP Absorber(48 pcs) | B522-A-3B-48 | 2 |  |  |  | 1 |  | 9.154
[6 empty] | Aten-6P EPP Absorber(32 pcs) | B522-A-6P-32 | 2 |  |  |  | 3 |  | 19.878
[6 empty] | Aten-6P EPP Absorber | B552-B-6P | 3 |  |  |  | 4 |  | 0.812
[6 empty] | 十大吸波材通用包裝紙箱 | B251-F-EPP | 3 |  |  |  | 1 |  | 0.13
[6 empty] | 卡點西德 Atenlab LOGO 18CM | B253-A-LOGO-18 | 3 |  |  |  | 1 |  | 0.2
A2 RF System
A2 System Controller & Miscellaneous
Patrick | [5 empty] | A3 Small Size OTA | B511-A-A3 | 1 |  |  |  | 1 |  | #BLOCKED | [8 empty] | A3 Small Size OTA
1-評估 | [5 empty] | A3 OTA Anechoic chamber(料)-虛設 |  | 1.5 | [5 empty] | 512.824
[6 empty] | A3(3.5/1.7/1.7)電波暗室 | B561-K-A3-422.0 | 3 |  |  |  | 1 |  | 390
[6 empty] | OTA系列隔離門把手(鋁合金一體成型) | B563-O-A1 | 3 |  |  |  | 1 |  | 6.2
[6 empty] | Aten-30P EPP Absorber(2 pcs) | B522-A-30P-2 | 2 |  |  |  | 26 |  | 96.2 | [8 empty] | 使用52片
[6 empty] | Rainsun SSA-050 Flat | B113-R-SSA-050 | 3 |  |  |  | 32 |  | 15.68
[6 empty] | 一字紅雷射標線器(含電源腳座) *開發找固定品牌廠商中 | B186-P-FU650AL100BD16 | 3 |  |  |  | 3 |  | 4.044
[6 empty] | 卡點西德 Atenlab LOGO 60cm | B253-A-LOGO-60 | 3 |  |  |  | 1 |  | 0.7
1-評估 | [5 empty] | A3 RF System(料)-虛設 |  | 1.5 | [5 empty] | 236.03
[6 empty] | Open Boundary Quad-Ridged Horn Antenna 700M8G | B121-F-HR-07M08G01-SF | 3 |  |  |  | 1 |  | 84
[6 empty] | FL-410S SMA(M)-SMA(M)-Core-70cm | B553-B-78P78P95700S3 | 3 |  |  |  | 2 |  | 6.4
[6 empty] | FL-410S SMA(M)-SMA(M)-Core-150cm | B553-B-78P78P951M5S3 | 3 |  |  |  | 1 |  | 5.3
[6 empty] | FL-410S SMA(M)-SMA(M)-80 cm | B553-B-78P78P95800S4 | 3 |  |  |  | 1 |  | 3.2
[6 empty] | GL200SC SMA(M)-SMA(M)-650cm | B553-B-78P78P006M5U3 | 3 |  |  |  | 2 |  | 15.4
[6 empty] | GL200SC SMA(M)-SMA(M)-250cm | B553-B-78P78P002M5U3 | 3 |  |  |  | 1 |  | 4.8
[6 empty] | GL200SC SMA(M)-SMA(M)-150cm | B553-B-78P78P001M5U3 | 3 |  |  |  | 4 |  | 13.6
[6 empty] | GPIB Cable 1M | B211-E-GPIB-1M | 3 |  |  |  | 1 |  | 0.47
[6 empty] | SMA Rotary Joint | B556-B-01 | 3 |  |  |  | 2 |  | 5
[6 empty] | RF Adaptor N(M)-SMA(F) | B123-R-06 | 3 |  |  |  | 4 |  | 0.72
[6 empty] | RF Adaptor R/A SMA(M)-SMA(F) | B123-B-19 | 3 |  |  |  | 2 |  | 0.22
[6 empty] | Low noise amplifier-30dB | B555-R-500M18G | 3 |  |  |  | 1 |  | 81
[6 empty] | RS-232 Cable 1.8M(M-F) | B211-K-W7271 | 3 |  |  |  | 1 |  | 0.08
[6 empty] | RS-232 Cable 5M(M-F) | B211-K-W9156 | 3 |  |  |  | 1 |  | 0.11
[6 empty] | 十大標配紙箱 | B251-F-Standard | 3 |  |  |  | 1 |  | 0.15
[6 empty] | OTA Passive Switching Unit(放暗室內,開發中) | B521-A-OTASW-P1 | 2 |  |  |  | 1 |  | 14.05
[6 empty] | Passive PCB Golden Antenna | B523-A-PCB-700M6G | 2 |  |  |  | 1 |  | 1.53
1-評估 | [5 empty] | Positioner & Control System(料)-虛設 |  | 1.5 | [5 empty] | 286.09
[6 empty] | OTA 3D轉桌鈑件總成 | B561-U-80-A3 | 3 |  |  |  | 1 |  | 96
[6 empty] | 雙軸轉桌模組 | B117-T-MR200G+PHI | 3 |  |  |  | 1 |  | 97.5
[6 empty] | 平板夾持治具-13" | B557-U-A20000MJ32A | 3 |  |  |  | 1 |  | 13.5
[6 empty] | 桌上型電腦 DELL Precision 3450 SFF CTO BASE | B185-D-P3450SFF | 3 |  |  |  | 1 |  | 28.5
[6 empty] | GPIB Card -USB | B183-S-GPIB-USB | 3 |  |  |  | 1 |  | 20
[6 empty] | Microsoft MS Excel 2019 | B166-M-Excel-2019 | 3 |  |  |  | 1 |  | 3.8
[6 empty] | 電腦顯示卡 技嘉 GV-N730D3-2GI | B183-P-GV-N730D3-2GI | 3 |  |  |  | 1 |  | 2.49
[6 empty] | 電腦螢幕24吋 | B185-P-Screen24 | 3 |  |  |  | 1 |  | 3.3
[6 empty] | 儀器櫃19吋41U | B116-J-JF41-75 | 3 |  |  |  | 1 |  | 21
1-評估 | [5 empty] | 其它(費)-虛設 | [7 empty] | #BLOCKED
[6 empty] | #UNPARSEABLE | #UNPARSEABLE |  |  |  |  | #UNPARSEABLE |  | #UNPARSEABLE
[6 empty] | OTA打包費用(內部打包出貨) | B622-A-B511-A-A6 |  |  |  |  | 2 |  | 2
[6 empty] | OTA監工費用(開工,內封板,配電,吸波材) | B623-A-B511-A-A6 |  |  |  |  | 1 |  | 50
[6 empty] | OTA校驗費用-SE | B627-A-B511-A-A6.SE |  |  |  |  | 1 |  | 5
[6 empty] | OTA校驗費用-Path Loss | B627-A-B511-A-A6.PL | [6 empty] | 5
[6 empty] | OTA校驗費用-Reliability testing-Passive | B627-A-B511-A-A6.RP | [6 empty] | 5
Patrick | [5 empty] | A6 Regular OTA | B511-A-A6 | 1 |  |  |  | 1 |  | #BLOCKED | [8 empty] | A6 -Regular Size Pre-certificated -Direct Far Field Method -Single solid Measurement Antenna -Sub-6G Fully Support
1-評估 | [5 empty] | A6 OTA Anechoic chamber(料)-虛設 |  | 1.5 | [5 empty] | 1083.204
[6 empty] | A6(6/3/3)電波暗室 | B561-K-A6-633.0 | 3 |  |  |  | 1 |  | 800
[6 empty] | OTA系列隔離門把手(鋁合金一體成型) | B563-O-A1 | 3 |  |  |  | 1 |  | 6.2
[6 empty] | Aten-30P EPP Absorber(2 pcs) | B522-A-30P-2 | 2 |  |  |  | 38 |  | 140.6 | [8 empty] | 使用76片
[6 empty] | Aten-60P EPP Absorber(1 pcs) | B522-A-60P-1 | 2 |  |  |  | 22 |  | 92.62 | [8 empty] | 使用110片
[6 empty] | Rainsun SSA-050 Flat | B113-R-SSA-050 | 3 |  |  |  | 48 |  | 23.52
[6 empty] | Absorber walkway(120/30/20) | B113-R-WWA20-1 | 3 |  |  |  | 1 |  | 3.9
[6 empty] | Absorber walkway(120/45/30) | B113-R-WWA30-1 | 3 |  |  |  | 1 |  | 5.6
[6 empty] | 網路攝影機IP Cam iSecure_5MP | B185-I-iS546SZV | 3 |  |  |  | 1 |  | 6.3
[6 empty] | RJ45 Cable 2M Cat.6A | B211-P-RJ45C6A-2M | 3 |  |  |  | 1 |  | 0.22
[6 empty] | 一字紅雷射標線器(含電源腳座) *開發找固定品牌廠商中 | B186-P-FU650AL100BD16 | 3 |  |  |  | 3 |  | 4.044
[6 empty] | 卡點西德 Atenlab LOGO 60cm | B253-A-LOGO-60 | 3 |  |  |  | 2 |  | 0.2
1-評估 | [5 empty] | A6 RF System(料)-虛設 |  | 1.5 | [5 empty] | 247.51
[6 empty] | Open Boundary Quad-Ridged Horn Antenna 700M8G | B121-F-HR-07M08G01-SF | 3 |  |  |  | 1 |  | 84
[6 empty] | FL-410S SMA(M)-SMA(M)-Core-70cm | B553-B-78P78P95700S3 | 3 |  |  |  | 2 |  | 6.4
[6 empty] | FL-410S SMA(M)-SMA(M)-Core-300cm | B553-B-78P78P953MS3 | 3 |  |  |  | 1 |  | 8.2
[6 empty] | FL-410S SMA(M)-SMA(F)-150cm | B553-B-78P78J951M5S4 | 3 |  |  |  | 1 |  | 4
[6 empty] | GL200SC SMA(M)-SMA(M)-650cm | B553-B-78P78P006M5U3 | 3 |  |  |  | 3 |  | 23.1
[6 empty] | GL200SC SMA(M)-SMA(M)-250cm | B553-B-78P78P002M5U3 | 3 |  |  |  | 1 |  | 4.8
[6 empty] | GL200SC SMA(M)-SMA(M)-150cm | B553-B-78P78P001M5U3 | 3 |  |  |  | 4 |  | 13.6
[6 empty] | GPIB Cable 1M | B211-E-GPIB-1M | 3 |  |  |  | 1 |  | 0.47
[6 empty] | SMA Rotary Joint | B556-B-01 | 3 |  |  |  | 2 |  | 5
[6 empty] | RF Adaptor R/A SMA(M)-SMA(F) | B123-B-19 | 3 |  |  |  | 2 |  | 0.22
[6 empty] | RF Adaptor N(M)-SMA(F) | B123-R-06 | 3 |  |  |  | 4 |  | 0.72
[6 empty] | Low noise amplifier-30dB | B555-R-500M18G | 3 |  |  |  | 1 |  | 81
[6 empty] | RS-232 Cable 1.8M(M-F) | B211-K-W7271 | 3 |  |  |  | 2 |  | 0.16
[6 empty] | RS-232 Cable 5M(M-F) | B211-K-W9156 | 3 |  |  |  | 1 |  | 0.11
[6 empty] | 十大標配紙箱 | B251-F-Standard | 3 |  |  |  | 1 |  | 0.15
[6 empty] | OTA Passive Switching Unit(放暗室內,開發中) | B521-A-OTASW-P1 | 2 |  |  |  | 1 |  | 14.05
[6 empty] | Passive PCB Golden Antenna | B523-A-PCB-700M6G | 2 |  |  |  | 1 |  | 1.53
1-評估 | [5 empty] | Positioner & Control System(料)-虛設 |  | 1.5 | [5 empty] | 433.89
[6 empty] | OTA標準120cm 3D轉桌 | B556-U-75-120 | 3 |  |  |  | 1 |  | 341.3
[6 empty] | 平板夾持治具-13" | B557-U-A20000MJ32A | 3 |  |  |  | 1 |  | 13.5
[6 empty] | 桌上型電腦 DELL Precision 3450 SFF CTO BASE | B185-D-P3450SFF | 3 |  |  |  | 1 |  | 28.5
[6 empty] | GPIB Card -USB | B183-S-GPIB-USB | 3 |  |  |  | 1 |  | 20
[6 empty] | Microsoft MS Excel 2019 | B166-M-Excel-2019 | 3 |  |  |  | 1 |  | 3.8
[6 empty] | 電腦顯示卡 技嘉 GV-N730D3-2GI | B183-P-GV-N730D3-2GI | 3 |  |  |  | 1 |  | 2.49
[6 empty] | 電腦螢幕24吋 | B185-P-Screen24 | 3 |  |  |  | 1 |  | 3.3
[6 empty] | 儀器櫃19吋41U | B116-J-JF41-75 | 3 |  |  |  | 1 |  | 21
1-評估 | [5 empty] | 其它(費)-虛設 |  | 1.5 | [5 empty] | #BLOCKED
[6 empty] | #UNPARSEABLE | #UNPARSEABLE |  |  |  |  | #UNPARSEABLE |  | #UNPARSEABLE
[6 empty] | OTA打包費用(內部打包出貨) | B622-A-B511-A-A6 |  |  |  |  | 2 |  | 2
[6 empty] | OTA監工費用(開工,內封板,配電,吸波材) | B623-A-B511-A-A6 |  |  |  |  | 1 |  | 50
[6 empty] | OTA校驗費用-SE | B627-A-B511-A-A6.SE |  |  |  |  | 1 |  | 5
[6 empty] | OTA校驗費用-Path Loss | B627-A-B511-A-A6.PL |  |  |  |  | 1 |  | 5
[6 empty] | OTA校驗費用-Reliability testing-Passive | B627-A-B511-A-A6.RP |  |  |  |  | 1 |  | 5
[6 empty] | A8 Certificated OTA | [16 empty] | A8 -CTIA Certificated -Direct Far Field Method -Single solid Measurement Antenna -Sub-6G Fully Support
A8 OTA Anechoic chamber
[6 empty] | 電波隔離室 | B551-K- |  | L8.0*W:4.0*H:4.0M，含骨架L8.2*W:4.2*H:4.2M |  |  | 1 |  | 950 | [8 empty] | 950000
[6 empty] | Flat Shielding Swing Door |  |  | Dimension W1.0 x H2.0m |  |  | 1 |  | 0
[6 empty] | Access panel |  |  | 2" Waveguide tube for extension cable through, 1 set |  |  | 1 |  | 0
[6 empty] | Shielding Honeycomb Air Vent | B119 |  | Dimension: 0.3 x 0.3m (L/W) |  |  | 4 |  | 0
[6 empty] | 鐳射定位 | B186-P |  |  |  |  | 1 |  | 2.6
[6 empty] | 照明 | B182 |  |  |  |  | 4
[6 empty] | AC電源濾波器 30A | B115 |  | 220VAC 30A Insertion Loss: 100dB, 14KHz - 18GHz |  |  | 2
[6 empty] | RS-232 濾波器 | B115 |  | 耐電壓: 50V 耐電流: 200mA 工作溫度: -40到+85度C 隔離度: 85dB@6GHz |  |  | 2
[6 empty] | RJ-45 100M/1000M 濾波器 | B115 |  | 標準RJ45 (8P8C) Port數: 2Port 耐電壓: 5V 耐電流: 150mA 工作溫度: -40到+85度C 隔離度: 85dB@6GHz |  |  | 2
[6 empty] | USB 3.0 濾波器 | B115 |  | Port數: 2Port 耐電壓: 5V 耐電流: 2A 工作溫度: -40到+85度C 隔離度: 85dB@6GHz |  |  | 2
[6 empty] | OTA系列隔離門把手(鋁合金一體成型) | B563-O-A1 |  | 材質 : 5系列鋁合金, 960R圓弧, 鎖點中心孔距431mm (含所有配件與手動金屬飾板) |  |  | 1 |  | 5.7
[6 empty] | 監視系統 | B185 |  | iSecure_5MP 包含所需線路 |  |  | 1 |  | 6.3
Absorber
[6 empty] | 吸波材料 SSA-050 5公分平板 黑色泡棉 | B113-R |  | 5公分平板 600 x 600 |  |  | 72 |  | 34.56
[6 empty] | 吸波材料 Atenlab 12-inch EPP material | B113-R |  | 30公分尖錐 600 x 600 |  |  | 116 |  | 183.28
[6 empty] | 吸波材料 切圓 Atenlab 12-inch EPP material | B113-R |  | 12吋切圓 |  |  | 4 |  | 6
[6 empty] | 吸波材料 Atenlab 18-inch EPP material | B113-R |  | 45公分尖錐 600 x 600 |  |  | 74 |  | 170.2
[6 empty] | 吸波材料 Atenlab 24-inch EPP material | B113-R |  | 60公分尖錐 610 x 610 |  |  | 152 |  | 448.4
[6 empty] | 吸波走道 200(H) 黑色 | B113-R-WWA20-120 |  | 吸波走道，20cm 60X120 |  |  | 1 |  | 6.6
[6 empty] | 吸波走道 300(H) 黑色 | B113-R |  | 吸波走道，30cm 60X120 |  |  | 3 |  | 7.4
A8 RF System
外部
[6 empty] | 被動路徑切換器 | 15-3111 |  | Passive |  |  | 1 |  | 18.113
[6 empty] | 電源供應器(RD-85B) | B182-K-RD85B |  |  |  |  | 1 |  | 0.65
[6 empty] | 可程式控制器 (DVP14SS211R) | B183-T-DVP14SS211R |  |  |  |  | 1 |  | 1.78
[6 empty] | AC電源線 1.8M | B211-K-W9791 |  |  |  |  | 1 |  | 0.075
[6 empty] | 19 Ø 金屬開關 | B221-K-S8536 |  |  |  |  | 1 |  | 0.345
[6 empty] | AC電源濾波器 | B182-D-06AE2 |  |  |  |  | 1 |  | 0.441
[6 empty] | RF Switch SPDT (Radiall R570413000) | B132-M-R570413000 |  |  |  |  | 1 |  | 4.047
[6 empty] | 組裝線141 SMA(M)-SMA(M) 20cm | B122-B-78P78P24200V3 |  |  |  |  | 2 |  | 0.7
[6 empty] | D型接頭-9PIN-F 免焊式 | B213-K-N10247 |  |  |  |  | 1 |  | 0.07
[6 empty] | 保險絲_3A(0217005) | B229-K-B7107 |  |  |  |  | 2 |  | 0.004
[6 empty] | 板金配件總成 | B561-C101-1 |  |  |  |  | 1 |  | 10
[6 empty] | 腳墊(PINGOOD S0904) | 腳墊(PINGOOD S0904) |  |  |  |  | 4 |  | 0.001
[6 empty] | RS-232 連接線 1.8M_一體成型 | B211-K |  | 長度 1.8M |  |  | 1 |  | 0.055 | [8 empty] | 路徑切換器接控制電腦
[6 empty] | 低噪放整機(單Port) | B135-R-500M18G |  | 器:500MHz~18GHz,噪聲係數:2.8dBmax（500MHz～1GHz 可能在10dB左右），增益：30dB |  |  | 1 |  | 76.09
[6 empty] | RF Cable黃色線150cm，N(M)-SMA(M) | B122-B- |  | RF Cable黃色線150cm，N(M)-SMA(M) |  |  | 2 |  | 8 | [8 empty] | H、V-switch
[6 empty] | RF Cable黃色線250cm，N(M)-N(M) | B122-B- |  | RF Cable黃色線250cm，N(M)-N(M) |  |  | 1 |  | 5.5 | [8 empty] | Port1-Panel
[6 empty] | RF Cable黃色線150cm，N(M)-SMA(M) | B122-B- |  | RF Cable黃色線150cm，N(M)-SMA(M) |  |  | 1 |  | 4 | [8 empty] | por2-switch
[6 empty] | 組裝線141 SMA(M)-SMA(M) 20cm | B122-B-78P78P24200V3 |  | 放大器到Switch |  |  | 1 |  | 0.35 | [8 empty] | 放大器到Switch
內部
[6 empty] | Horn antenna 雙極化 700MHz - 10GHz | B121-A |  | A-info 700MHz-10GHz 雙極化 |  |  | 1 |  | 141
[6 empty] | RF Cable黃色線650cm，N(M)-N(M) | B122-B- |  | RF Cable黃色線650cm，N(M)-N(M) |  |  | 2 |  | 16 | [8 empty] | Horn-Panel
[6 empty] | RF Cable黃色線500cm，N(M)-SMA(M) | B122-B- |  | RF Cable黃色線500cm，N(M)-SMA(M) |  |  | 1 |  | 7.5 | [8 empty] | TT-Panel
[6 empty] | RF Cable藍色軟線60cm，SMA-SMA | B122-B- |  | RF Cable藍色軟線60cm，SMA-SMA |  |  | 1 |  | 3 | [8 empty] | TT內
[6 empty] | RF Cable藍色軟線350cm，SMA-SMA，含CORE | B122-B- |  | RF Cable藍色軟線350cm，SMA-SMA，含CORE |  |  | 1 |  | 9 | [8 empty] | TT上
[6 empty] | RF Cable藍色軟線60cm，SMA-SMA，含CORE | B122-B- |  | RF Cable藍色軟線60cm，SMA-SMA，含CORE |  |  | 1 |  | 3.2 | [8 empty] | DUT1
[6 empty] | RF Cable藍色軟線40cm，SMA-SMA，含CORE | B122-B- |  | RF Cable藍色軟線40cm，SMA-SMA，含CORE |  |  | 1 |  | 2.9 | [8 empty] | DUT2
[6 empty] | 高頻接頭90度SMA(M)-SMA(F/RA) | B122-B- |  | 高頻接頭90度SMA(M)-SMA(F/RA) |  |  | 2 |  | 0.5
[6 empty] | SMA Rotary Joint(P3-5196G3) | B123-B |  | 345C Rotary Joint(DC~18G) SMA(F)-SMA(F) |  |  | 2 |  | 40
Link天線
[6 empty] | 650MHz-6GHz平板天線(板子) | B566 |  | Frequency：650MHz-6GHz |  |  | 1 |  | 0.35 | [8 empty] | Golden Sample
[6 empty] | SMA2H3B50-0110A/91 | B123-B |  | 夾距：1.1mm(0.043inch)，Frequency：DC~18GHz |  |  | 1 |  | 0.05 | [8 empty] | Golden Sample的SMA接頭
A8 System Controller & Miscellaneous
[6 empty] | Measurement Horn Antenna Fixture | B565-E- |  | AINFO0710fixture |  |  | 1 |  | 3
[6 empty] | A8轉桌模組-v1 | B52 |  | 直徑120cm |  |  | 1 |  | 330
[6 empty] | 筆電治具 | B565-U |  | support from 11" to 19" screen sized laptop |  |  | 1 |  | 13.939
[6 empty] | 手機治具 | B565-U |  | support up to 9" screen size and thickness under 20 mm |  |  | 1 |  | 3.355
[6 empty] | 黑色FRP空心棒_6mm*4mm*300mmL |  |  | 6mm*4mm*300mmL |  |  | 1 |  | 0.2
[6 empty] | 平版治具 | B565-U |  | support up to 13" screen size and weight under 5 kg |  |  | 1 |  | 10.556
[6 empty] | RS232 -9PIN公→母_5米_一體成型 | B211-K |  | 9 PIN，長度:5米 |  |  | 1 |  | 0.295 | [8 empty] | 暗室內部接轉桌
[6 empty] | RS-232 連接線 1.8M_一體成型 | B211-K |  | 長度 1.8M |  |  | 1 |  | 0.055 | [8 empty] | 暗室外部接電腦
[6 empty] | Workstation Computer | B185-A-ACP4000MB |  | Workstation Controller & OS -CPU: Intel Core i5 Processor -OS: Windows 10 Pro 64 bit -Microsoft Excel -Hard Drive 500GB -RAM: 8GB -Microsoft mouse + keyboard |  |  | 1 |  | 31.5
[6 empty] | 電腦螢幕 24吋 | B185-P-Screen24 |  | 廠牌 : PHILIP 型號 : 246V5LHAB D-Sub/DVI/HDMI 三輸入介面 1920x1080 Full HD高解析 壁掛式設計 |  |  | 1 |  | 3.798
[6 empty] | Microsoft MS Excel 2016 | B166-M-Excel |  | Excel |  |  | 1 |  | 3.8
[6 empty] | GPIB Card | B183-S-GPIB-USB |  | GPIB-USB |  |  | 1 |  | 20
[6 empty] | 出貨包裝紙箱 | B251 |  | 外箱 580*495*328 仿 AB 楞，內箱 570*482*70 B 楞 |  |  | 1 |  | 0.996
1-評估 | [5 empty] | B512-M-Class | [5 empty] | 1
M1 Non-stand alone Multi-probe OTA (M1-1.5)
M1 OTA Anechoic chamber (僅雷射定位和吸波材)
[6 empty] | 鐳射定位 | B186 |  |  |  |  | 1
Absorber
[6 empty] | 吸波材料 SSA-050 5公分平板 黑色泡棉 | B113-R |  | 5公分平板 600 x 600 |  |  | 20 |  | 9.6
[6 empty] | 吸波材料 SPA-5 5-inch 黑色泡棉 | B113-R |  | 13公分尖錐 600 x 600 |  |  | 16 |  | 16.8
[6 empty] | 吸波走道 400(H) 黑色 | B113-R |  | 吸波走道，40cm高 60X60 |  |  | 1 |  | 7
[6 empty] | 吸波走道 200(H) 黑色 | B113-R |  | 吸波走道，20cm高 60X120 |  |  | 1 |  | 6.6
[6 empty] | 吸波走道 600(H) 黑色 | B113-R |  | 吸波走道，60cm高 60X120 |  |  | 1 |  | 14.8
M1 RF System
外部
[6 empty] | 低噪放整機(單Port) | B135-R-500M18G |  | 器:500MHz~18GHz,噪聲係數:2.8dBmax（500MHz～1GHz 可能在10dB左右），增益：30dB |  |  | 1 |  | 76.09
[6 empty] | 組裝線141 SMA(M)-SMA(M) 20cm | B122-B-78P78P24200V3 |  | 放大器到Switch |  |  | 1 |  | 0.35 | [8 empty] | 放大器到Switch, 長度可能視需求調整
[6 empty] | RF Cable黃色線250cm，N(M)-SMA(M) | B122-B- |  | RF Cable黃色線250cm，N(M)-SMA(M) |  |  | 2 |  | 9.6 | [8 empty] | NA-Panel
內部
[6 empty] | 天線環 | B553 |  | 天線環,1.5 半環+水平環 |  |  | 1 |  | 176
[6 empty] | M1路徑切換器 半環12支天線,內建Passive H/V切換 | B521-A |  | Passive |  |  | 1 |  | 195.944 | [8 empty] | 內建Passive H/V切換
[6 empty] | 電源供應器(RD-125B) | B182-K-RD125B |  |  |  |  | 1 |  | 1.36
[6 empty] | 可程式控制器 (DVP14SS211R) | B183-T-DVP14SS211R |  |  |  |  | 1 |  | 1.78
[6 empty] | 可程式控制器擴充機(DVP08SN11R) | B183-T-DVP08SN11R |  |  |  |  | 2 |  | 2.2
[6 empty] | AC電源線 1.8M | B211-K-W9791 |  |  |  |  | 1 |  | 0.075
[6 empty] | 19 Ø 金屬開關 | B221-K-S8536 |  |  |  |  | 1 |  | 0.345
[6 empty] | AC電源濾波器 | B182-D-06AE2 |  |  |  |  | 1 |  | 0.441
[6 empty] | RF Switch SPDT (Radiall R570413000) | B132-M-R570413000 |  |  |  |  | 3 |  | 12.141 | [8 empty] | 其中一個用作H/V的切換
[6 empty] | 組裝線141 SMA(M)-SMA(M) 20cm | B122-B-78P78P24200V3 |  |  |  |  | 2 |  | 0.7
[6 empty] | D型接頭-9PIN-F 免焊式 | B213-K-N10247 |  |  |  |  | 1 |  | 0.07
[6 empty] | 保險絲_3A(0217005) | B229-K-B7107 |  |  |  |  | 2 |  | 0.004
[6 empty] | 4U板金配件總成 | 尚無品號 |  |  |  |  | 1 |  | 12
[6 empty] | RF Switch SP6T (Radiall R574403605) | 12-431V 品號待更新 |  |  |  |  | 4 |  | 164.828
[6 empty] | RS-232 連接線 1.8M_一體成型 | B211-K |  | 長度 1.8M |  |  | 1 |  | 0.3 | [8 empty] | 路徑切換器接控制電腦 (Chamber外)
[6 empty] | RS-232 連接線 5.0M_一體成型 | B211-K |  | 長度 5M |  |  | 1 |  | 0.3 | [8 empty] | 路徑切換器接控制電腦 (Chamber內)
[6 empty] | Vivaldi Antenna | B121-A |  | Vivaldi 天線 |  |  | 16 |  | 56.5312
[6 empty] | SMA Straight PCB Jack Flat Pin(SMA2H1B50-0080A/91) | 12-427U |  |  |  |  | 2 |  | 1
[6 empty] | Rogers 加工 (Vivaldi antenna) | 12-5333 |  |  |  |  | 1 |  | 1.5
[6 empty] | Vivaldi上殼成品 | 12-5333-01 |  |  |  |  | 1 |  | 0.435
[6 empty] | Vivaldi下殼成品 | 12-5333-02 |  |  |  |  | 1 |  | 0.189
[6 empty] | Diclad 880 | 18-H155 |  |  |  |  | 0.33 |  | 0.4092
[6 empty] | RF Cable黃色線550cm，SMA(M)-SMA(M) | B122-B- |  | RF Cable黃色線550cm，SMA(M)-SMA(M) |  |  | 24 |  | 156 | [8 empty] | 天線
[6 empty] | RF Cable黃色線250cm，SMA(M)-SMA(M) | B122-B- |  | RF Cable黃色線250cm，SMA(M)-SMA(M) |  |  | 1 |  | 4.3 | [8 empty] | M1SW-Panel
[6 empty] | RF Cable藍色軟線300cm，SMA(M)-SMA(M)，含CORE | B122-B- |  | RF Cable藍色軟線300cm，SMA(M)-SMA(M)，含CORE |  |  | 1 |  | 6.7 | [8 empty] | TT上
[6 empty] | RF Cable藍色軟線50cm，SMA(M)-SMA(F)，含CORE | B122-B- |  | RF Cable藍色軟線50cm，SMA(M)-SMA(F)，含CORE |  |  | 2 |  | 6.2 | [8 empty] | TT上
[6 empty] | RF Cable黃色線500cm，SMA(M)-SMA(M) | B122-B- |  | RF Cable黃色線500cm，SMA(M)-SMA(M) |  |  | 1 |  | 6.5 | [8 empty] | TT-Panel
[6 empty] | SMA Rotary Joint(P3-5196G3) | B123-B |  | 345C Rotary Joint(DC~18G) SMA(F)-SMA(F) |  |  | 1 |  | 20
Link 天線
[6 empty] | 650MHz-6GHz平板天線(板子) | B566 |  | Frequency：650MHz-6GHz |  |  | 1 |  | 0.35 | [8 empty] | Golden Sample
[6 empty] | SMA2H3B50-0110A/91 | B123-B |  | 夾距：1.1mm(0.043inch)，Frequency：DC~18GHz |  |  | 1 |  | 0.05 | [8 empty] | Golden Sample的SMA接頭
System Controller & Miscellaneous
[6 empty] | R2_單軸轉桌控制器 | B181-T |  | MR200 |  |  | 1 |  | 65
[6 empty] | 旋轉接頭套件 | B565-F |  |  |  |  | 1 |  | 0.5
[6 empty] | 寶麗龍治具_M系列_444轉台治具 | B552-E-M444 |  |  |  |  | 1 |  | 37
[6 empty] | M系列_校驗治具 | B553-U |  |  |  |  | 1 |  | 15
[6 empty] | RS232 -9PIN公→母_5米_一體成型 | B211-K |  | 9 PIN，長度:5米 |  |  | 1 |  | 0.295 | [8 empty] | 暗室內部接轉桌
[6 empty] | RS-232 連接線 1.8M_一體成型 | B211-K |  | 長度 1.8M |  |  | 1 |  | 0.055 | [8 empty] | 暗室外部接電腦
[6 empty] | Workstation Computer | B185-A-ACP4000MB |  | Workstation Controller & OS -CPU: Intel Core i5 Processor -OS: Windows 10 Pro 64 bit -Microsoft Excel -Hard Drive 500GB -RAM: 8GB -Microsoft mouse + keyboard |  |  | 1 |  | 31.5
[6 empty] | 電腦螢幕 24吋 | B185-P-Screen24 |  | 廠牌 : PHILIP 型號 : 246V5LHAB D-Sub/DVI/HDMI 三輸入介面 1920x1080 Full HD高解析 壁掛式設計 |  |  | 1 |  | 3.798
[6 empty] | Microsoft MS Excel 2016 | B166-M-Excel |  | Excel |  |  | 1 |  | 3.8
[6 empty] | GPIB Card | B183-S-GPIB-USB |  | GPIB-USB |  |  | 1 |  | 20
可能需要有RS-232轉光纖給RS232進出隔離室用
[6 empty] | 出貨包裝紙箱 | B251 |  | 外箱 580*495*328 仿 AB 楞，內箱 570*482*70 B 楞 |  |  | 1 |  | 0.996
Patrick | [5 empty] | M3 Semi Ring Multi-probe OTA (M3-1.5) | B511-A-M3-1.5 | 1 |  |  |  | 1 |  | 1758.8596
1-評估 | [5 empty] | M3 OTA Anechoic chamber(虛設-料) |  | 1.5 | [5 empty] | 1154.82
[6 empty] | M(4/4/4)電波暗室 | B561-K-M-444.0 | 3 |  |  |  | 1 |  | 700
[6 empty] | OTA系列隔離門把手(鋁合金一體成型) | B563-O-A1 | 3 |  |  |  | 1 |  | 6.2
[6 empty] | Aten-30P EPP Absorber(2 pcs) | B522-A-30P-2 | 2 |  |  |  | 95 |  | 351.5
[6 empty] | Rainsun SPA-5 Absorber | B113-R-SPA-5 | 3 |  |  |  | 20 |  | 17.8
[6 empty] | Rainsun SSA-050 Flat | B113-R-SSA-050 | 3 |  |  |  | 100 |  | 49
[6 empty] | Absorber walkway(120/60/20) | B113-R-WWA-20-2 | 3 |  |  |  | 1 |  | 6.6
[6 empty] | Absorber walkway(120/60/60) | B113-R-WWA-60-1 | 3 |  |  |  | 1 |  | 8
[6 empty] | Absorber walkway(90/60/40) | B113-R-WWA-40-1 | 3 |  |  |  | 1 |  | 4.8
[6 empty] | 網路攝影機IP Cam iSecure_5MP | B185-I-iS546SZV | 3 |  |  |  | 1 |  | 6.3
[6 empty] | RJ45 Cable 2M Cat.6A | B211-P-RJ45C6A-2M | 3 |  |  |  | 1 |  | 0.22
[6 empty] | 一字紅雷射標線器(含電源腳座) | B186-P-商品號 | 3 |  |  |  | 3 |  | 4.2
[6 empty] | 卡點西德 Atenlab LOGO 18CM | B253-A-LOGO-18 | 3 |  |  |  | 1 |  | 0.2
1-評估 | [5 empty] | M3 RF System(虛設-料) |  | 1.5 | [5 empty] | 429.4396
[6 empty] | Vivaldi Antenna | B523-A-PCB-700M6G | 2 |  |  |  | 12 |  | 41.6496
[6 empty] | GL200SC SMA(M)-SMA(M)-650cm | B553-B-78P78P006M5U3 | 3 |  |  |  | 25 |  | 192.5
[6 empty] | GL200SC SMA(M)-SMA(M)-150cm | B553-B-78P78P001M5U3 | 3 |  |  |  | 4 |  | 13.6
[6 empty] | RF Adaptor N(M)-SMA(F) | B123-R-06 | 3 |  |  |  | 2 |  | 0.36
[6 empty] | Low noise amplifier-30dB | B555-R-500M18G | 3 |  |  |  | 1 |  | 81
[6 empty] | RS-232 Cable 1.8M | B211-K-W7271 | 3 |  |  |  | 1 |  | 0.08
[6 empty] | RS-232 Cable 5M | B211-K-W9156 | 3 |  |  |  | 1 |  | 0.1
[6 empty] | 十大標配紙箱 | B251-F-Standard | 3 |  |  |  | 1 |  | 0.15
[6 empty] | M本體-垂直環-1.5M | B565-L-XX,V-150 |  |  |  |  | 1 |  | 100
1-評估 | [5 empty] | Positioner & Control System(虛設-料) |  | 1.5 | [5 empty] | 174.6
[6 empty] | 單軸轉桌模組 | B117-T-MR200G | 3 |  |  |  | 1 |  | 61
[6 empty] | M-1.5-2D轉台EPS治具平台 | B552-E-M-1.5 | 3 |  |  |  | 1 |  | 37
[6 empty] | DELL Industry Computer(Precision 3450 SFF CTO BASE) | B185-D-P3450SFF | 3 |  |  |  | 1 |  | 28.5
[6 empty] | Microsoft MS Excel 2019 | B166-M-Excel | 3 |  |  |  | 1 |  | 3.8
[6 empty] | 電腦螢幕 | B185-P-Screen24 | 3 |  |  |  | 1 |  | 3.3
[6 empty] | GPIB Card | B183-S-GPIB-USB | 3 |  |  |  | 1 |  | 20
[6 empty] | 儀器櫃19吋41U | B116-J-JF41-75 | 3 |  |  |  | 1 |  | 21
其它(虛設-費)待討論編列
M3 OTA Anechoic Chamber
[6 empty] | 監視系統 | B185 |  | iSecure_5MP 包含所需線路 |  |  | 1
[6 empty] | 電波隔離室 | B551-K- |  | L4.0*W:4.0*H:4.0M，含骨架L4.2*W:4.2*H:4.2M |  |  | 1 |  | 600
[6 empty] | Flat Shielding Swing Door |  |  | Dimension W1.0 x H2.0m |  |  | 1 |  | 0
[6 empty] | Access panel |  |  | 2" Waveguide tube for extension cable through, 1 set |  |  | 1 |  | 0
[6 empty] | Shielding Honeycomb Air Vent | B119 |  | Dimension: 0.3 x 0.3m (L/W) |  |  | 4 |  | 0
[6 empty] | 照明 | B182 |  |  |  |  | 4
[6 empty] | 鐳射定位 | B186 |  |  |  |  | 1
[6 empty] | AC電源濾波器 30A | B115 |  | 220VAC 30A Insertion Loss: 100dB, 14KHz - 18GHz |  |  | 2
[6 empty] | RS-232 濾波器 | B115 |  | 耐電壓: 50V 耐電流: 200mA 工作溫度: -40到+85度C 隔離度: 85dB@6GHz |  |  | 3
[6 empty] | RJ-45 100M/1000M 濾波器 | B115 |  | 標準RJ45 (8P8C) Port數: 2Port 耐電壓: 5V 耐電流: 150mA 工作溫度: -40到+85度C 隔離度: 85dB@6GHz |  |  | 2
[6 empty] | USB 3.0 濾波器 | B115 |  | Port數: 2Port 耐電壓: 5V 耐電流: 2A 工作溫度: -40到+85度C 隔離度: 85dB@6GHz |  |  | 2
[6 empty] | OTA系列隔離門把手(鋁合金一體成型) | B563-O-A1 |  | 材質 : 5系列鋁合金, 960R圓弧, 鎖點中心孔距431mm (含所有配件與手動金屬飾板) |  |  | 1 |  | 5.7
[6 empty] | 吸波材料 -Material: Expandable Polypropylene -Frequency: 0.4G - 18GHz -AB-X12: 30cm/60cm height pyramid absorber -AB-X14: 5cm height flatten absorber -RoHS & REACH Compliant | B113-R | [6 empty] | 396.3
[6 empty] | 吸波材料 SSA-050 5公分平板 黑色泡棉 | B113-R |  | 5公分平板 600 x 600 |  |  | 93 |  | 44.6
[6 empty] | 吸波材料 SPA-5 5-inch 黑色泡棉 | B113-R |  | 13公分尖錐 600 x 600 |  |  | 16 |  | 16.8
[6 empty] | 吸波材料 Atenlab 12-inch EPP material | B113-R |  | 30公分尖錐 600 x 600 |  |  | 194 |  | 306.5
[6 empty] | 吸波走道 400(H) 黑色 | B113-R |  | 吸波走道，40cm高 60X60 |  |  | 1 |  | 7
[6 empty] | 吸波走道 200(H) 黑色 | B113-R |  | 吸波走道，20cm高 60X120 |  |  | 1 |  | 6.6
[6 empty] | 吸波走道 600(H) 黑色 | B113-R |  | 吸波走道，60cm高 60X120 |  |  | 1 |  | 14.8
M3 RF System
[6 empty] | 內部 | [7 empty] | 628.7752
[6 empty] | 天線環 | B553 |  | 天線環,1.5 半環+水平環 |  |  | 1 |  | 176
[6 empty] | M1路徑切換器 半環12支天線,內建Passive H/V切換 | B521-A |  | Passive |  |  | 1 |  | 195.944 | [8 empty] | 內建Passive H/V切換
[6 empty] | 電源供應器(RD-125B) | B182-K-RD125B |  |  |  |  | 1 |  | 1.36
[6 empty] | 可程式控制器 (DVP14SS211R) | B183-T-DVP14SS211R |  |  |  |  | 1 |  | 1.78
[6 empty] | 可程式控制器擴充機(DVP08SN11R) | B183-T-DVP08SN11R |  |  |  |  | 2 |  | 2.2
[6 empty] | AC電源線 1.8M | B211-K-W9791 |  |  |  |  | 1 |  | 0.075
[6 empty] | 19 Ø 金屬開關 | B221-K-S8536 |  |  |  |  | 1 |  | 0.345
[6 empty] | AC電源濾波器 | B182-D-06AE2 |  |  |  |  | 1 |  | 0.441
[6 empty] | RF Switch SPDT (Radiall R570413000) | B132-M-R570413000 |  |  |  |  | 3 |  | 12.141 | [8 empty] | 其中一個用作H/V的切換
[6 empty] | 組裝線141 SMA(M)-SMA(M) 20cm | B122-B-78P78P24200V3 |  |  |  |  | 2 |  | 0.7
[6 empty] | D型接頭-9PIN-F 免焊式 | B213-K-N10247 |  |  |  |  | 1 |  | 0.07
[6 empty] | 保險絲_3A(0217005) | B229-K-B7107 |  |  |  |  | 2 |  | 0.004
[6 empty] | 4U板金配件總成 | 尚無品號 |  |  |  |  | 1 |  | 12
[6 empty] | RF Switch SP6T (Radiall R574403605) | 12-431V 品號待更新 |  |  |  |  | 4 |  | 164.828
[6 empty] | RS-232 連接線 1.8M_一體成型 | B211-K |  | 長度 1.8M |  |  | 1 |  | 0.3 | [8 empty] | 路徑切換器接控制電腦 (Chamber外)
[6 empty] | RS-232 連接線 5.0M_一體成型 | B211-K |  | 長度 5M |  |  | 1 |  | 0.3 | [8 empty] | 路徑切換器接控制電腦 (Chamber內)
[6 empty] | Vivaldi Antenna | B121-A |  | Vivaldi 天線 |  |  | 16 |  | 56.5312
[6 empty] | SMA Straight PCB Jack Flat Pin(SMA2H1B50-0080A/91) | 12-427U |  |  |  |  | 2 |  | 1
[6 empty] | Rogers 加工 (Vivaldi antenna) | 12-5333 |  |  |  |  | 1 |  | 1.5
[6 empty] | Vivaldi上殼成品 | 12-5333-01 |  |  |  |  | 1 |  | 0.435
[6 empty] | Vivaldi下殼成品 | 12-5333-02 |  |  |  |  | 1 |  | 0.189
[6 empty] | Diclad 880 | 18-H155 |  |  |  |  | 0.33 |  | 0.4092
[6 empty] | RF Cable黃色線550cm，SMA(M)-SMA(M) | B122-B- |  | RF Cable黃色線550cm，SMA(M)-SMA(M) |  |  | 24 |  | 156 | [8 empty] | 天線
[6 empty] | RF Cable黃色線250cm，SMA(M)-SMA(M) | B122-B- |  | RF Cable黃色線250cm，SMA(M)-SMA(M) |  |  | 1 |  | 4.3 | [8 empty] | M1SW-Panel
[6 empty] | RF Cable藍色軟線300cm，SMA(M)-SMA(M)，含CORE | B122-B- |  | RF Cable藍色軟線300cm，SMA(M)-SMA(M)，含CORE |  |  | 1 |  | 6.7 | [8 empty] | TT上
[6 empty] | RF Cable藍色軟線50cm，SMA(M)-SMA(F)，含CORE | B122-B- |  | RF Cable藍色軟線50cm，SMA(M)-SMA(F)，含CORE |  |  | 2 |  | 6.2 | [8 empty] | TT上
[6 empty] | RF Cable黃色線500cm，SMA(M)-SMA(M) | B122-B- |  | RF Cable黃色線500cm，SMA(M)-SMA(M) |  |  | 1 |  | 6.5 | [8 empty] | TT-Panel
[6 empty] | SMA Rotary Joint(P3-5196G3) | B123-B |  | 345C Rotary Joint(DC~18G) SMA(F)-SMA(F) |  |  | 1 |  | 20
連接天線
[6 empty] | 650MHz-6GHz平板天線(板子) | B566 |  | Frequency：650MHz-6GHz |  |  | 1 |  | 0.35 | [8 empty] | Golden Sample
[6 empty] | SMA2H3B50-0110A/91 | B123-B |  | 夾距：1.1mm(0.043inch)，Frequency：DC~18GHz |  |  | 1 |  | 0.05 | [8 empty] | Golden Sample的SMA接頭
[6 empty] | 外部 | [7 empty] | 86.04
[6 empty] | RF Cable黃色線250cm，N(M)-SMA(M) | B122-B- |  | RF Cable黃色線250cm，N(M)-SMA(M) |  |  | 2 |  | 9.6 | [8 empty] | NA-Panel
[6 empty] | 低噪放整機(單Port) | B135-R-500M18G |  | 器:500MHz~18GHz,噪聲係數:2.8dBmax（500MHz～1GHz 可能在10dB左右），增益：30dB |  |  | 1 |  | 76.09
[6 empty] | 組裝線141 SMA(M)-SMA(M) 20cm | B122-B-78P78P24200V3 |  | 放大器到Switch |  |  | 1 |  | 0.35 | [8 empty] | 放大器到Switch, 長度可能視需求調整
M3 Positioner & Control System
[6 empty] | R2_單軸轉桌控制器 | B181-T |  | MR200 |  |  | 1 |  | 65
[6 empty] | 旋轉接頭套件 | B565-F |  |  |  |  | 1 |  | 0.5
[6 empty] | 寶麗龍治具_M系列_444轉台治具 | B552-E-M444 |  |  |  |  | 1 |  | 37
[6 empty] | M系列_校驗治具 | B553-U |  |  |  |  | 1 |  | 15
[6 empty] | RS232 -9PIN公→母_5米_一體成型 | B211-K |  | 9 PIN，長度:5米 |  |  | 1 |  | 0.295 | [8 empty] | 暗室內部接轉桌
[6 empty] | RS-232 連接線 1.8M_一體成型 | B211-K |  | 長度 1.8M |  |  | 1 |  | 0.055 | [8 empty] | 暗室外部接電腦
[6 empty] | Workstation Computer | B185-A-ACP4000MB |  | Workstation Controller & OS -CPU: Intel Core i5 Processor -OS: Windows 10 Pro 64 bit -Microsoft Excel -Hard Drive 500GB -RAM: 8GB -Microsoft mouse + keyboard |  |  | 1 |  | 31.5
[6 empty] | 電腦螢幕 24吋 | B185-P-Screen24 |  | 廠牌 : PHILIP 型號 : 246V5LHAB D-Sub/DVI/HDMI 三輸入介面 1920x1080 Full HD高解析 壁掛式設計 |  |  | 1 |  | 3.798
[6 empty] | Microsoft MS Excel 2016 | B166-M-Excel |  | Excel |  |  | 1 |  | 3.8
[6 empty] | GPIB Card | B183-S-GPIB-USB |  | GPIB-USB |  |  | 1 |  | 20
[6 empty] | Atenlab Logo 大的 | B255 |  | 大間暗室適用的 |  |  | 2
[6 empty] | 出貨包裝紙箱 | B251 |  | 外箱 580*495*328 仿 AB 楞，內箱 570*482*70 B 楞 |  |  | 1 |  | 0.996
[6 empty] | M3 Semi Ring Multi-probe OTA (M3-1.5) v20210701 | [7 empty] | 1945.9092
[6 empty] | M3 OTA Anechoic Chamber | [7 empty] | 970
[6 empty] | 電波隔離室 4×4×4m | B551-K- |  |  |  |  | 1 |  | 600
[6 empty] | Flat Shielding Swing Door |  |  | Dimension W1.0 x H2.0m |  |  | 1 |  | 0
[6 empty] | Access panel |  |  | 2" Waveguide tube for extension cable through, 1 set |  |  | 1 |  | 0
[6 empty] | Shielding Honeycomb Air Vent |  |  | Dimension: 0.3 x 0.3m (L/W) |  |  | 4 |  | 0
[6 empty] | 照明 | [5 empty] | 4 |  | 0
[6 empty] | 鐳射定位 | [5 empty] | 1 |  | 0
[6 empty] | AC電源濾波器 30A |  |  | 220VAC 30A Insertion Loss: 100dB, 14KHz - 18GHz |  |  | 2 |  | 0
[6 empty] | RS-232 濾波器 |  |  | 耐電壓: 50V 耐電流: 200mA 工作溫度: -40到+85度C 隔離度: 85dB@6GHz |  |  | 3 |  | 0
[6 empty] | RJ-45 100M/1000M 濾波器 |  |  | 標準RJ45 (8P8C) Port數: 2Port 耐電壓: 5V 耐電流: 150mA 工作溫度: -40到+85度C 隔離度: 85dB@6GHz |  |  | 2 |  | 0
[6 empty] | USB 3.0 濾波器 |  |  | Port數: 2Port 耐電壓: 5V 耐電流: 2A 工作溫度: -40到+85度C 隔離度: 85dB@6GHz |  |  | 2 |  | 0
[6 empty] | 吸波材料 -Material: Expandable Polypropylene -Frequency: 0.4G - 18GHz -AB-X12: 30cm/60cm height pyramid absorber -AB-X14: 5cm height flatten absorber -RoHS & REACH Compliant | [5 empty] | 1 |  | 354
[6 empty] | 吸波走道60X120X60 | B113-R-WWA60 |  | 吸波走道，60cm高 60X120 |  |  | 1 |  | 15
[6 empty] | 吸波走道60X60X40 | B113-R-WWA40 |  | 吸波走道，40cm高 60X60 |  |  | 1 |  | 7
[6 empty] | 吸波走道60X120X20 | B113-R-WWA20-120 |  | 吸波走道，20cm高 60X120 |  |  | 1 |  | 7
[6 empty] | SSA-050 | B113-R-SSA-050 |  | 5公分平板 600 x 600 |  |  | 100 |  | 42
[6 empty] | SPA-5 | B113-R-SPA-5 |  | 13公分尖錐 600 x 600 |  |  | 20 |  | 20
[6 empty] | Aten-30P EPP 吸波材 | B552-U-30-12 |  | 30公分尖錐 600 x 600 |  |  | 164 |  | 242
[6 empty] | 吸波材運費 | [5 empty] | 1 |  | 21
[6 empty] | 十字紅雷射標線器(含電源腳座) | B186-P-FU650C100-BD16 |  |  |  |  | 3 |  | 4
[6 empty] | OTA系列隔離門把手(鋁合金一體成型) | B563-O-A1 |  |  |  |  | 1 |  | 6
[6 empty] | 攝影機，iSecure_5MP | B185-I-iS546SZ |  | iSecure_5MP 包含所需線路 |  |  | 1 |  | 6
[6 empty] | M3 RF System | [7 empty] | 695.8152
[6 empty] | M1本體-1M(含水平環) | B553-I-M1 |  |  |  |  | 1 |  | 140
1 | [5 empty] | Vivaldi Antenna | B121-A |  | Vivaldi 天線 |  |  | 16 |  | 56.5312
[6 empty] | SMA Straight PCB Jack Flat Pin(SMA2H1B50-0080A/91) | 12-427U |  |  |  |  | 2 |  | 1
[6 empty] | Rogers 加工 (Vivaldi antenna) | 12-5333 |  |  |  |  | 1 |  | 1.5
[6 empty] | Vivaldi上殼成品 | 12-5333-01 |  |  |  |  | 1 |  | 0.435
[6 empty] | Vivaldi下殼成品 | 12-5333-02 |  |  |  |  | 1 |  | 0.189
[6 empty] | Diclad 880 | 18-H155 |  |  |  |  | 0.33 |  | 0.4092
1 | [5 empty] | M1路徑切換器 半環12支天線,內建Passive H/V切換 | B521-A |  | Passive |  |  | 1 |  | 195.944 | [8 empty] | 內建Passive H/V切換
[6 empty] | 電源供應器(RD-125B) | B182-K-RD125B |  |  |  |  | 1 |  | 1.36
[6 empty] | 可程式控制器 (DVP14SS211R) | B183-T-DVP14SS211R |  |  |  |  | 1 |  | 1.78
[6 empty] | 可程式控制器擴充機(DVP08SN11R) | B183-T-DVP08SN11R |  |  |  |  | 2 |  | 2.2
[6 empty] | AC電源線 1.8M | B211-K-W9791 |  |  |  |  | 1 |  | 0.075
[6 empty] | 19 Ø 金屬開關 | B221-K-S8536 |  |  |  |  | 1 |  | 0.345
[6 empty] | AC電源濾波器 | B182-D-06AE2 |  |  |  |  | 1 |  | 0.441
[6 empty] | RF Switch SPDT (Radiall R570413000) | B132-M-R570413000 |  |  |  |  | 3 |  | 12.141 | [8 empty] | 其中一個用作H/V的切換
[6 empty] | 組裝線141 SMA(M)-SMA(M) 20cm | B122-B-78P78P24200V3 |  |  |  |  | 2 |  | 0.7
[6 empty] | D型接頭-9PIN-F 免焊式 | B213-K-N10247 |  |  |  |  | 1 |  | 0.07
[6 empty] | 保險絲_3A(0217005) | B229-K-B7107 |  |  |  |  | 2 |  | 0.004
[6 empty] | 4U板金配件總成 | 尚無品號 |  |  |  |  | 1 |  | 12
[6 empty] | RF Switch SP6T (Radiall R574403605) | 12-431V 品號待更新 |  |  |  |  | 4 |  | 164.828
[6 empty] | SMA Rotary Joint(P3-5196G3) | B123-A-P3-5196G3 |  | 345C Rotary Joint(DC~18G) SMA(F)-SMA(F) |  |  | 1 |  | 20
1 | [5 empty] | 連接天線 | [5 empty] | 1 |  | 0.4
[6 empty] | 650MHz-6GHz Link天線(板子) | B566-P-Link |  | Frequency：650MHz-6GHz |  |  | 1 |  | 0.35 | [8 empty] | Golden Sample
[6 empty] | SMA2H3B50-0110A/91 | B123-B-DIP |  | 夾距：1.1mm(0.043inch)，Frequency：DC~18GHz |  |  | 1 |  | 0.05 | [8 empty] | Golden Sample的SMA接頭
1 | [5 empty] | RF Cable set (內部) | [5 empty] | 1 |  | 186.5
[6 empty] | RF Cable黃色線550cm，SMA(M)-SMA(M) | B122-B-78P78P005M5U3 |  | RF Cable黃色線550cm，SMA(M)-SMA(M) |  |  | 24 |  | 156 | [8 empty] | 天線到 M1 Switch
[6 empty] | RF Cable黃色線250cm，SMA(M)-SMA(M) | B122-B-78P78P002M5U3 |  | RF Cable黃色線250cm，SMA(M)-SMA(M) |  |  | 1 |  | 4.3 | [8 empty] | Panel to 4G Link x1 Panel to Passive 轉桌 x1
[6 empty] | RF Cable藍色軟線300cm，SMA(M)-SMA(M)，含CORE | B122-B-78P78P953MS4 |  | RF Cable藍色軟線300cm，SMA(M)-SMA(M)，含CORE |  |  | 1 |  | 5 | [8 empty] | TT上
[6 empty] | RF Cable藍色軟線50cm，SMA(M)-SMA(F)，含CORE | B122-B-78P78P95500S3 |  | RF Cable藍色軟線50cm，SMA(M)-SMA(F)，含CORE |  |  | 2 |  | 6.2 | [8 empty] | TT上
[6 empty] | RF Cable黃色線600cm，SMA(M)-SMA(M) | B122-B-78P78P006MU3 |  | RF Cable黃色線600cm，SMA(M)-SMA(M) |  |  | 2 |  | 15 | [8 empty] | M1 SW-Panel (H/V) 純被動只需要一條,(HV在M1 Sw上切換)
[6 empty] | SMA 鎖板接頭 for Panel 板上 (由隔離室廠商供料) |  |  | SMA 18GHz |  |  | 15 |  | 0 | [8 empty] | H/V/Passive/Link1/Link2/Spare1/ Spare2/ 水平環8
[6 empty] | RF Cable set (外部) | [5 empty] | 1 |  | 20.35
[6 empty] | RF Cable黃色線150cm，N(M)-SMA(M) | B122-B-73P78P001M5U3 |  | RF Cable黃色線150cm，N(M)-SMA(M) |  |  | 0 |  | 4 | [8 empty] | 所有儀器到Switching Box上, 這裡沒有Switching Box,所以數量暫為0
[6 empty] | RF Cable黃色線150cm，SMA(M)-SMA(M) | B122-B-78P78P001M5U3 |  | RF Cable黃色線150cm，SMA(M)-SMA(M) |  |  | 0 | [10 empty] | 所有Panel到Switching Box上, 這裡沒有Switching Box,所以數量暫為0
[6 empty] | RF Cable黃色線250cm，N(M)-SMA(M) | B122-B-73P78P002M5U3 |  | RF Cable黃色線250cm，SMA(M)-SMA(M) |  |  | 1 |  | 6 | [8 empty] | Panel到放大器
[6 empty] | RF Cable黃色線250cm，N(M)-SMA(M) | B122-B-73P78P002M5U3 |  | RF Cable黃色線250cm，N(M)-SMA(M) |  |  | 1 |  | 6 | [8 empty] | Panel 到N頭網儀Port1
[6 empty] | RF Cable黃色線150cm，N(M)-SMA(M) | B122-B-73P78P001M5U3 |  | RF Cable黃色線150cm，N(M)-SMA(M) |  |  | 1 |  | 4 | [8 empty] | 放大器到N頭網儀Port2
[6 empty] | RF Cable黃色線150cm，SMA(M)-SMA(M) | B122-B-78P78P001M5U3 |  | RF Cable黃色線150cm，SMA(M)-SMA(M) |  |  | 0 | [10 empty] | 放大器到Switch, 這裡沒有Switching Box,所以數量暫為0
[6 empty] | 組裝線141 SMA(M)-SMA(M) 20cm | B122-B-78P78P24200V3 |  | RF半硬線20cm，SMA(M)-SMA(M) |  |  | 0 |  | 0.35 | [8 empty] | Switching Box之間的接線, 這裡沒有Switching Box,所以數量暫為0
[6 empty] | 低噪放整機(單Port) | B135-R-500M18G |  | 器:500MHz~18GHz,噪聲係數:2.8dBmax（500MHz～1GHz 可能在10dB左右），增益：30dB |  |  | 1 |  | 76.09
[6 empty] | M3 Positioner & Control System | [7 empty] | 196.794
[6 empty] | 轉台與治具 | [7 empty] | 117.5
[6 empty] | R2_單軸轉桌控制器 | B117-T-MR200 |  | MR200 |  |  | 1 |  | 65
[6 empty] | 旋轉接頭套件 | B565-F |  |  |  |  | 1 |  | 0.5
[6 empty] | 寶麗龍治具_M系列_444轉台治具 | B552-E-M444 |  |  |  |  | 1 |  | 37
[6 empty] | M系列_校驗治具 | B553-U |  |  |  |  | 1 |  | 15
[6 empty] | 工作站與周邊 | [7 empty] | 59.298
[6 empty] | RS232 -9PIN公→母_5米_一體成型 | B211-K |  | 9 PIN，長度:5米 |  |  | 2 |  | 0.5 | [8 empty] | 暗室內部接轉桌 暗室內部接M1 SW
[6 empty] | RS-232 連接線 1.8M_一體成型 | B211-K |  | 長度 1.8M |  |  | 2 |  | 0.2 | [8 empty] | 暗室外部轉桌接電腦 暗室外部M1 SW接電腦
1 | [5 empty] | Workstation Computer | B185-D-P3450SFF |  | Workstation Controller & OS -CPU: Intel Core i5 Processor -OS: Windows 10 Pro 64 bit -Microsoft Excel -Hard Drive 1000GB -RAM: 8GB -Microsoft mouse + keyboard |  |  | 1 |  | 29
[6 empty] | 電腦螢幕 24吋 | B185-P-Screen24 |  | 廠牌 : PHILIP 型號 : 246V5LHAB D-Sub/DVI/HDMI 三輸入介面 1920x1080 Full HD高解析 壁掛式設計 |  |  | 1 |  | 3.798
[6 empty] | Microsoft MS Excel 2016 | B166-M-Excel |  | Excel |  |  | 1 |  | 3.8
[6 empty] | GPIB 連接線 1M | B232-E-EM-GPIB-1M |  |  |  |  | 1 |  | 1
[6 empty] | RJ45 Cable 2M Cat.6 | [5 empty] | 1 |  | 1 | [8 empty] | 接攝影機, 攝影機本體也有附一條 2米的
[6 empty] | GPIB Card | B183-S-GPIB-USB |  | GPIB-USB |  |  | 1 |  | 20
[6 empty] | 其他 | [7 empty] | 19.996
[6 empty] | 卡點西德電腦割字Atenlab M3 | B255 |  |  |  |  | 2
[6 empty] | 出貨包裝紙箱 | B251 |  | 外箱 580*495*328 仿 AB 楞，內箱 570*482*70 B 楞 |  |  | 1 |  | 0.996
[6 empty] | 儀器櫃19吋41U | B116-J-JF41-75 |  |  |  |  | 1 |  | 19
[6 empty] | 主動追加 | [7 empty] | 83.3
[6 empty] | RF Cable黃色線250cm，SMA(M)-SMA(M) | B122-B-78P78P002M5U3 |  | RF Cable黃色線250cm，SMA(M)-SMA(M) |  |  | 1 |  | 4.3 | [8 empty] | Panel to 4G Link x1
[6 empty] | RF Cable黃色線150cm，SMA(M)-SMA(M) | B122-B-78P78P001M5U3 |  | RF Cable黃色線150cm，SMA(M)-SMA(M) |  |  | 3 |  | 0 | [8 empty] | 所有Panel到Switching Box上(H/V/Link)
[6 empty] | RF Cable黃色線150cm，N(M)-SMA(M) | B122-B-73P78P001M5U3 |  | RF Cable黃色線150cm，N(M)-SMA(M) |  |  | 5 |  | 0 | [8 empty] | 所有N頭儀器到Switching Box上, Box上(4G in/ 4G out/ 3G in/ 3G out/ NA/ SA)
[6 empty] | RF Cable黃色線250cm，N(M)-SMA(M) | B122-B-73P78P002M5U3 |  | RF Cable黃色線250cm，SMA(M)-SMA(M) |  |  | 2 |  | 5 | [8 empty] | 所有Panel到N頭儀器上, SA到Switching Box上,(顧慮SA可能放在較遠的位置)
1 | [5 empty] | OTA Switching Box (Active&Passive) |  |  |  | 15-3121 |  | 1 |  | 72
[6 empty] | GPIB 連接線 1M | B232-E-EM-GPIB-1M |  |  |  |  | 2 |  | 2
M3 Semi Ring Multi-probe OTA v20210721 報價單格式
3-量產 |  | 4 | F |  | A173.PONN | M3 OTA Anechoic Chamber | A173.A.PON | 2 | [17 empty] | #DIVIDE BY ZERO |  | 0 | #DIVIDE BY ZERO | #UNPARSEABLE | #BLOCKED |  | 0 | #DIVIDE BY ZERO | 0 | 0 | 0 | #DIVIDE BY ZERO | #DIVIDE BY ZERO
3-量產 |  | 5 | R |  | A173.A.PON | SE-R4 Cubic OTA Shielding Room | A173.A01 | [18 empty] | #DIVIDE BY ZERO |  | 0 | #DIVIDE BY ZERO | #UNPARSEABLE | #BLOCKED |  | 0 | #DIVIDE BY ZERO | 0 | 0 | 0 | #DIVIDE BY ZERO | #DIVIDE BY ZERO
|  | 0 | A1 |  | A173.A01 | SE-R44 Cubic Shielding Room (M3-1.0m-444) -Outside Dimension: L4.1 x W4.1 x H4.2m +/-5cm -Inside Dimension: L3.9 x W3.9 x H3.9m +/-5cm -Shielding effective: 30M - 18GHz > 100dB -Modular steel pan type by 2mm galvanized steel sheet -Steal pillar for self support structure -Painted on visual panel | A173.A010 |  |  | 有這個測試距離嗎？ | [15 empty] | #DIVIDE BY ZERO |  | 0 | #DIVIDE BY ZERO | #UNPARSEABLE | #BLOCKED |  | 0 | #DIVIDE BY ZERO | 0 | 0 | 0 | #DIVIDE BY ZERO | #DIVIDE BY ZERO
5-報價 |  | 0 | A |  | A173.A01 | SE-R44 Cubic Shielding Room (M3-1.5m-444) -Outside Dimension: L4.1 x W4.1 x H4.2m +/-5cm -Inside Dimension: L3.9 x W3.9 x H3.9m +/-5cm -Shielding effective: 30M - 18GHz > 100dB -Modular steel pan type by 2mm galvanized steel sheet -Steal pillar for self support structure -Painted on visual panel | A173.A011 |  |  | BOM |  |  | 1000 | 600 | [8 empty] | Q211111安普新 | 600 | 1000 | 100% |  | -600 | #DIVIDE BY ZERO | #UNPARSEABLE | #BLOCKED |  | -20 | #DIVIDE BY ZERO | 0 | 0 | 0 | #DIVIDE BY ZERO | #DIVIDE BY ZERO
[6 empty] | 腔體預設價格 | [5 empty] | 1 |  | 600
[6 empty] | OTA系列隔離門把手(鋁合金一體成型) | B563-O-A1 |  |  |  |  | 1 |  | 6
[6 empty] | M1本體-1.5M(含水平環) | B553-I-M15 |  |  |  |  | 1 |  | 140
[6 empty] | RF Cable黃色線550cm，SMA(M)-SMA(M) | B122-B-78P78P005M5U3 |  | RF Cable黃色線700cm，SMA(M)-SMA(M) |  |  | 24 |  | 156 | [8 empty] | 天線到 M1 Switch
[6 empty] | RF Cable藍色軟線300cm，SMA(M)-SMA(M)，含CORE | B122-B-78P78P953MS4 |  | RF Cable藍色軟線300cm，SMA(M)-SMA(M)，含CORE |  |  | 1 |  | 5 | [8 empty] | TT上
5-報價 |  | 0 | A |  | A173.A01 | SE-R43 Cubic Shielding Room (M3-1.2m-333) -Outside Dimension: L3.2 x W3.2 x H3.2m +/-5cm -Inside Dimension: L3.0 x W3.0 x H3.0m +/-5cm -Shielding effective: 30M - 18GHz > 100dB -Modular steel pan type by 2mm galvanized steel sheet -Steal pillar for self support structure -Painted on visual panel | A173.A012 | [5 empty] | 660 | 400 | [9 empty] | 400 | 660 | 100% |  | -400 | #DIVIDE BY ZERO | #UNPARSEABLE | #BLOCKED |  | -13.3333 | #DIVIDE BY ZERO | 0 | 0 | 0 | #DIVIDE BY ZERO | #DIVIDE BY ZERO
|  | 0 | A |  | A173.A01 | SE-R45 Cubic Shielding Room (M3-2.0m-555) -Outside Dimension: L5.1 x W5.1 x H5.2m +/-5cm -Inside Dimension: L4.9 x W4.9 x H4.9m +/-5cm -Shielding effective: 30M - 18GHz > 100dB -Modular steel pan type by 2mm galvanized steel sheet -Steal pillar for self support structure -Painted on visual panel | A173.A013 | [5 empty] | 1300 | 800 | [9 empty] | 800 | 1300 | 100% |  | -800 | #DIVIDE BY ZERO | #UNPARSEABLE | #BLOCKED |  | -26.6667 | #DIVIDE BY ZERO | 0 | 0 | 0 | #DIVIDE BY ZERO | #DIVIDE BY ZERO
5-報價 |  | 0 | A |  | A173.A01 | SE-R44 Cubic Shielding Room (M3-1.5m-844) -Outside Dimension: L8.1 x W4.1 x H4.2m +/-5cm -Inside Dimension: L7.9 x W3.9 x H3.9m +/-5cm -Shielding effective: 30M - 18GHz > 100dB -Modular steel pan type by 2mm galvanized steel sheet -Steal pillar for self support structure -Painted on visual panel | A173.A018 | [5 empty] | 1000 | 600 | [8 empty] | Q211111安普新 | 600 | 1000 | 100% |  | -600 | #DIVIDE BY ZERO | #UNPARSEABLE | #BLOCKED |  | -20 | #DIVIDE BY ZERO | 0 | 0 | 0 | #DIVIDE BY ZERO | #DIVIDE BY ZERO
3-量產 |  |  | R |  | A173.A.PON | SE-A1 Access panel | A173.A07
3-量產 |  | 0 |  |  | A173.A09 | SE-A11 Access panel -Frequency: 30M - 18GHz > 100dB -Dimension: L30 x W30 cm -SMA Jack to Jack 18 GHz x 15 -N Jack to Jack x 2 -BNC Jack to Jack x 2 -2" Waveguide tube for extension cable through, 1 set | A173.A070 |  | Q211111安普新 |  |  | 1 | #UNPARSEABLE | #UNPARSEABLE | [9 empty] | #BLOCKED | #BLOCKED | #BLOCKED |  | #BLOCKED | #BLOCKED | #UNPARSEABLE | #BLOCKED |  | #BLOCKED | #BLOCKED | 0 | 0 | 0 | #DIVIDE BY ZERO | #DIVIDE BY ZERO
3-量產 |  | 1 | R |  | A173.A.PON | SE-H Shielding Honeycomb Air Vent | A173.A09 | [18 empty] | #DIVIDE BY ZERO |  | 0 | #DIVIDE BY ZERO | #UNPARSEABLE | #BLOCKED |  | 0 | #DIVIDE BY ZERO | 0 | 0 | 0 | #DIVIDE BY ZERO | #DIVIDE BY ZERO
3-量產 |  | 0 |  |  | A173.A09 | SE-H22 Shielding Honeycomb Air Vent (Standard) -Dimension: 0.3 x 0.3m (L/W) -Shielding effective: 30M - 18GHz > 100dB | A173.A090 |  | Q211111安普新 |  |  | 2 | 10 | 4 | [9 empty] | 4 | 10 | 100% |  | -4 | #DIVIDE BY ZERO | #UNPARSEABLE | #BLOCKED |  | -0.13333 | #DIVIDE BY ZERO | 0 | 0 | 0 | #DIVIDE BY ZERO | #DIVIDE BY ZERO
3-量產 |  | 0 | M/R |  | A118.A | SE-F Filter set | A173.A15 | [18 empty] | #DIVIDE BY ZERO |  | 0 | #DIVIDE BY ZERO | #UNPARSEABLE | #BLOCKED |  | 0 | #DIVIDE BY ZERO | 0 | 0 | 0 | #DIVIDE BY ZERO | #DIVIDE BY ZERO
3-量產 |  |  |  |  | #UNPARSEABLE | SE-F Filter Set(110/220) -SE-F13 1P2W 100 -280 VAC/30 A x 1(EUT 110VAC -SE-F13 1P2W 100 -280 VAC/30 A x 1(EUT & Equipment 220VAC) -SE-F22 RJ45 100Mbps x 1 | A173.A150
3-量產 |  |  |  |  | #UNPARSEABLE | SE-F Filter Set(110/220) -SE-F13 1P2W 100 -280 VAC/30 A x 1(EUT 110VAC -SE-F13 1P2W 100 -280 VAC/30 A x 1(EUT & Equipment 220VAC) -SE-F22 RJ45 100Mbps x 1 | A173.A151
3-量產 |  |  |  |  | #UNPARSEABLE | SE-F Filter Set(220) -SE-F13 1P2W 100 -280 VAC/16 A x 1(EUT 220VAC) -SE-F13 1P2W 100 -280 VAC/30 A x 1(Equipment 220VAC ) -SE-F22 RJ45 100Mbps x 1 | A173.A152
3-量產 |  |  |  |  | #UNPARSEABLE | SE-F Filter Set(110/220) -SE-F13 1P2W 100 -280 VAC/30 A x 1(EUT 110VAC -SE-F13 1P2W 100 -280 VAC/30 A x 1(EUT & Equipment 220VAC) -SE-F22 RJ45 100Mbps x 1 -SE-F23 RJ45 1Gbps x 1 | A173.A153
3-量產 |  |  | R |  | A116.A | SE-L Lighting | A173-A21
3-量產 |  |  |  |  | A162.A23 | SE-L11 LED Low Noise Flood Lighting -Power consumption: 30W | A173.A210
[5 empty] | A162.A23 | SE-L12 LED Low Noise Flood Lighting -Power consumption: 100W | A173.A211
3-量產 |  | 2 | R |  | A173.A.PON | SE-D2 Shielding Swing Door | A173.A05 | [18 empty] | #DIVIDE BY ZERO |  | 0 | #DIVIDE BY ZERO | #UNPARSEABLE | #BLOCKED |  | 0 | #DIVIDE BY ZERO | 0 | 0 | 0 | #DIVIDE BY ZERO | #DIVIDE BY ZERO
3-量產 |  | 0 |  |  | A173.A05 | SE-D21 Flat Shielding Swing Door(Standard) -Dimension W1.0 x H2.0m -Blade contact auto-latching -Shielding effective: 30M - 18GHz > 100dB -Manual operation for emergency | A173.A050 |  | Q211111安普新 | BOM |  | 1 | 200 | 150 | [9 empty] | 150 | 200 | 100% |  | -150 | #DIVIDE BY ZERO | #UNPARSEABLE | #BLOCKED |  | -5 | #DIVIDE BY ZERO | 0 | 0 | 0 | #DIVIDE BY ZERO | #DIVIDE BY ZERO
|  | 0 |  |  | A173.A05 | SE-D22 Flat Shielding Swing Door -Dimension W1.2 x H2.0m -Blade contact auto-latching -Shielding effective: 30M - 18GHz > 100dB -Manual operation for emergency" | A116.A051 |  |  | BOM | [15 empty] | #DIVIDE BY ZERO |  | 0 | #DIVIDE BY ZERO | #UNPARSEABLE | #BLOCKED |  | 0 | #DIVIDE BY ZERO | 0 | 0 | 0 | #DIVIDE BY ZERO | #DIVIDE BY ZERO
3-量產 |  |  | R |  | A173.A.PON | SE-X Laser Alignment System | A173.A17
3-量產 |  | 0 | A |  | A173.A17 | SE-X31 Laser Alignment System -Independent 3 red laser line -Mounting type: Wall bracket -Horizontal alignment: 1 line -Vertical alignment: 2 line -Power input: DC12V -Max. currency: 1A | A173.A170 |  | Q211111安普新 | BOM |  | 1 | 10 | [11 empty] | 10 | 100% |  | 0 | #DIVIDE BY ZERO | #UNPARSEABLE | #BLOCKED |  | 0 | #DIVIDE BY ZERO | 0 | 0 | 0 | #DIVIDE BY ZERO | #DIVIDE BY ZERO
[6 empty] | 十字紅雷射標線器(含電源腳座) | B186-P-FU650C100-BD16 |  |  |  |  | 3 |  | 4
3-量產 |  |  | R |  | A173.A.PON | AB-RP EPP Absorber Set | A173.A11
|  | 0 | A1 |  | A173.A11 | AB-RP EPP Absorber Set (M3-1.2m-333) -Material: Expandable Polypropylene -Frequency: 0.4M - 18GHz -Dimension: L30.0 x W30.0 x H30.0cm -RoHS & REACH Compliant | A173.A110 | [18 empty] | #DIVIDE BY ZERO |  | 0 | #DIVIDE BY ZERO | #UNPARSEABLE | #BLOCKED |  | 0 | #DIVIDE BY ZERO | 0 | 0 | 0 | #DIVIDE BY ZERO | #DIVIDE BY ZERO
3-量產 |  | 0 | A |  | A173.A11 | AB-RP EPP Absorber Set (M3-1.5m-444) -Material: Expandable Polypropylene -Frequency: 0.4G - 18GHz -AB-X12: 30cm/60cm height pyramid absorber -AB-X14: 5cm height flatten absorber -RoHS & REACH Compliant | A173.A111 |  | Q211111安普新 | BOM |  | 1 | 600 | 400 | [9 empty] | 400 | 600 | 100% |  | -400 | #DIVIDE BY ZERO | #UNPARSEABLE | #BLOCKED |  | -13.3333 | #DIVIDE BY ZERO | 0 | 0 | 0 | #DIVIDE BY ZERO | #DIVIDE BY ZERO
[6 empty] | 吸波走道60X120X60 | B113-R-WWA60 |  | 吸波走道，60cm高 60X120 |  |  | 1 |  | 15
[6 empty] | 吸波走道60X60X40 | B113-R-WWA40 |  | 吸波走道，40cm高 60X60 |  |  | 1 |  | 7
[6 empty] | 吸波走道60X120X20 | B113-R-WWA20-120 |  | 吸波走道，20cm高 60X120 |  |  | 1 |  | 7
[6 empty] | SSA-050 | B113-R-SSA-050 |  | 5公分平板 600 x 600 |  |  | 100 |  | 42
[6 empty] | SPA-5 | B113-R-SPA-5 |  | 13公分尖錐 600 x 600 |  |  | 20 |  | 20
[6 empty] | Aten-30P EPP 吸波材 | B552-U-30-12 |  | 30公分尖錐 600 x 600 |  |  | 164 |  | 242
[6 empty] | 吸波材運費 | [5 empty] | 1 |  | 21
3-量產 |  | 0 | A |  | A173.A11 | AB-RP EPP Absorber Set (M3-1.5m-844) -Material: Expandable Polypropylene -Frequency: 0.4M - 40GHz -Dimension: L30.0 x W30.0 x H30.0cm -RoHS & REACH Compliant | A173.A118 |  | Q211111安普新 |  |  | 1 | 600 | 400 | [9 empty] | 400 | 600 | 100% |  | -400 | #DIVIDE BY ZERO | #UNPARSEABLE | #BLOCKED |  | -13.3333 | #DIVIDE BY ZERO | 0 | 0 | 0 | #DIVIDE BY ZERO | #DIVIDE BY ZERO
3-量產 |  |  | R |  | A173.A.PON | SE-V1 CCTV System | A173.A29 |  | 規格待確認
3-量產 |  | 0 | A |  | A173.A29 | SE-V12 CCTV System -2560 x 1440 @ 30 fps -2.8 - 12 mm motor zoom lens | A173-A290 |  | 安普新 | BOM |  | 1 | 50 | [11 empty] | 50 | 100% |  | 0 | #DIVIDE BY ZERO | #UNPARSEABLE | #BLOCKED |  | 0 | #DIVIDE BY ZERO | 0 | 0 | 0 | #DIVIDE BY ZERO | #DIVIDE BY ZERO
[6 empty] | 攝影機，iSecure_5MP | B185-I-iS546SZ |  | iSecure_5MP 包含所需線路 |  |  | 1 |  | 6
[6 empty] | RJ45 Cable 2M Cat.6 | [5 empty] | 1 |  | 1 | [8 empty] | 接攝影機, 攝影機本體也有附一條 2米的
3-量產 |  | 4 | F |  | A173.PONN | M3 RF System | A173.C.PON | 2 | [17 empty] | #DIVIDE BY ZERO |  | 0 | #DIVIDE BY ZERO | #UNPARSEABLE | #BLOCKED |  | 0 | #DIVIDE BY ZERO | 0 | 0 | 0 | #DIVIDE BY ZERO | #DIVIDE BY ZERO
3-量產 |  | 5 | R |  | A173.C.PON | Measurement Vertical Array Antenna System(MVAA) | A173.C01 | [18 empty] | #DIVIDE BY ZERO |  | 0 | #DIVIDE BY ZERO | #UNPARSEABLE | #BLOCKED |  | 0 | #DIVIDE BY ZERO | 0 | 0 | 0 | #DIVIDE BY ZERO | #DIVIDE BY ZERO
5-報價 |  | 0 | A |  | A173.C01 | Measurement Vertical Array Antenna System(12MVAA) -Antenna pitch: 15 degree -Antenna layout: Half ring -12 Dual-polarized antennas -Frequency: 0.65 - 7.5GHz -Antenna gain: 6dBi (Typical) -Polarization: Dual linear polarization -Polarization isolation: > 25dB | A173.C010 |  |  | BOM | [15 empty] | #DIVIDE BY ZERO |  | 0 | #DIVIDE BY ZERO | #UNPARSEABLE | #BLOCKED |  | 0 | #DIVIDE BY ZERO | 0 | 0 | 0 | #DIVIDE BY ZERO | #DIVIDE BY ZERO
1 | [5 empty] | Vivaldi Antenna | B121-A |  | Vivaldi 天線 | 製成品 |  | 12 |  | 42.3984
[6 empty] | SMA Straight PCB Jack Flat Pin(SMA2H1B50-0080A/91) | 12-427U |  |  |  |  | 2 |  | 1
[6 empty] | Rogers 加工 (Vivaldi antenna) | 12-5333 |  |  |  |  | 1 |  | 1.5
[6 empty] | Vivaldi上殼成品 | 12-5333-01 |  |  |  |  | 1 |  | 0.435
[6 empty] | Vivaldi下殼成品 | 12-5333-02 |  |  |  |  | 1 |  | 0.189
[6 empty] | Diclad 880 | 18-H155 |  |  |  |  | 0.33 |  | 0.4092
1 | [5 empty] | M1路徑切換器 半環12支天線,內建Passive H/V切換 | B521-A |  | Passive | 製成品 |  | 1 |  | 195.944 | [8 empty] | 內建Passive H/V切換
[6 empty] | 電源供應器(RD-125B) | B182-K-RD125B |  |  |  |  | 1 |  | 1.36
[6 empty] | 可程式控制器 (DVP14SS211R) | B183-T-DVP14SS211R |  |  |  |  | 1 |  | 1.78
[6 empty] | 可程式控制器擴充機(DVP08SN11R) | B183-T-DVP08SN11R |  |  |  |  | 2 |  | 2.2
[6 empty] | AC電源線 1.8M | B211-K-W9791 |  |  |  |  | 1 |  | 0.075
[6 empty] | 19 Ø 金屬開關 | B221-K-S8536 |  |  |  |  | 1 |  | 0.345
[6 empty] | AC電源濾波器 | B182-D-06AE2 |  |  |  |  | 1 |  | 0.441
[6 empty] | RF Switch SPDT (Radiall R570413000) | B132-M-R570413000 |  |  |  |  | 3 |  | 12.141 | [8 empty] | 其中一個用作H/V的切換
[6 empty] | 組裝線141 SMA(M)-SMA(M) 20cm | B122-B-78P78P24200V3 |  |  |  |  | 2 |  | 0.7
[6 empty] | D型接頭-9PIN-F 免焊式 | B213-K-N10247 |  |  |  |  | 1 |  | 0.07
[6 empty] | 保險絲_3A(0217005) | B229-K-B7107 |  |  |  |  | 2 |  | 0.004
[6 empty] | 4U板金配件總成 | 尚無品號 |  |  |  |  | 1 |  | 12
[6 empty] | RF Switch SP6T (Radiall R574403605) | 12-431V 品號待更新 |  |  |  |  | 4 |  | 164.828
[6 empty] | RS232 -9PIN公→母_5米_一體成型 | B211-K |  | 9 PIN，長度:5米 |  |  | 1 |  | 0.5 | [8 empty] | 暗室內部接M1 SW
[6 empty] | RS-232 連接線 1.8M_一體成型 | B211-K |  | 長度 1.8M |  |  | 1 |  | 0.2 | [8 empty] | 暗室外部M1 SW接電腦
3-量產 |  | 0 | A |  | A173.C01 | Measurement Vertical Array Antenna System(12MVAA) -Antenna pitch: 15 degree -Antenna layout: Half ring -12 Dual-polarized antennas -Frequency: 2.0 - 8.0GHz -Antenna gain: 6dBi (Typical) -Polarization: Dual linear polarization -Polarization isolation: > 25dB | A173.C011 |  | P21137-Dyson |  |  |  | 800 | 300 | [9 empty] | 300 | 800 | 100% |  | -300 | #DIVIDE BY ZERO | #UNPARSEABLE | #BLOCKED |  | -10 | #DIVIDE BY ZERO | 0 | 0 | 0 | #DIVIDE BY ZERO | #DIVIDE BY ZERO
|  | 0 | A |  | A173.C01 | Measurement Antenna(23) -Freq: 650M - 7.5GHz - | A173.C013 |  |  | 未建立ERP | [15 empty] | #DIVIDE BY ZERO |  | 0 | #DIVIDE BY ZERO | #UNPARSEABLE | #BLOCKED |  | 0 | #DIVIDE BY ZERO | 0 | 0 | 0 | #DIVIDE BY ZERO | #DIVIDE BY ZERO
|  | 0 | A |  | A173.C01 | Measurement Antenna(23) -Freq: 450M- 7.5GHz | A173.C014 |  |  | 未建立ERP | [15 empty] | #DIVIDE BY ZERO |  | 0 | #DIVIDE BY ZERO | #UNPARSEABLE | #BLOCKED |  | 0 | #DIVIDE BY ZERO | 0 | 0 | 0 | #DIVIDE BY ZERO | #DIVIDE BY ZERO
|  | 0 | A |  | A173.C01 | Measurement Antenna(23) -Freq: 2G - 7.5GHz | A173.C015 |  |  | 未建立ERP | [15 empty] | #DIVIDE BY ZERO |  | 0 | #DIVIDE BY ZERO | #UNPARSEABLE | #BLOCKED |  | 0 | #DIVIDE BY ZERO | 0 | 0 | 0 | #DIVIDE BY ZERO | #DIVIDE BY ZERO
3-量產 |  | 2 |  |  | A173.C.PON | Measurement Horizontal Array Antenna System(MHAA) | A173.C03 | [18 empty] | #DIVIDE BY ZERO |  | 0 | #DIVIDE BY ZERO | #UNPARSEABLE | #BLOCKED |  | 0 | #DIVIDE BY ZERO | 0 | 0 | 0 | #DIVIDE BY ZERO | #DIVIDE BY ZERO
3-量產 |  | 0 | A |  | A173.C01 | Measurement Horizontal Array Antenna System(4MHAA) -Antenna pitch: 45 degree -4 Dual-polarized antennas -Frequency: 0.65 - 7.5GHz -Antenna gain: 6dBi (Typical) -Polarization: Dual linear polarization -Polarization isolation: > 25dB | A173.C030 |  |  | 規格待確認 | [15 empty] | #DIVIDE BY ZERO |  | 0 | #DIVIDE BY ZERO | #UNPARSEABLE | #BLOCKED |  | 0 | #DIVIDE BY ZERO | 0 | 0 | 0 | #DIVIDE BY ZERO | #DIVIDE BY ZERO
1 | [5 empty] | Vivaldi Antenna | B121-A |  | Vivaldi 天線 | 製成品 |  | 4 |  | 14.1328
[6 empty] | SMA Straight PCB Jack Flat Pin(SMA2H1B50-0080A/91) | 12-427U |  |  |  |  | 2 |  | 1
[6 empty] | Rogers 加工 (Vivaldi antenna) | 12-5333 |  |  |  |  | 1 |  | 1.5
[6 empty] | Vivaldi上殼成品 | 12-5333-01 |  |  |  |  | 1 |  | 0.435
[6 empty] | Vivaldi下殼成品 | 12-5333-02 |  |  |  |  | 1 |  | 0.189
[6 empty] | Diclad 880 | 18-H155 |  |  |  |  | 0.33 |  | 0.4092
3-量產 |  | 0 | A |  | A173.C01 | Measurement Horizontal Array Antenna System(4MHAA) -Antenna pitch: 45 degree -4 Dual-polarized antennas -Frequency: 2.0 - 8.0GHz -Antenna gain: 6dBi (Typical) -Polarization: Dual linear polarization -Polarization isolation: > 25dB | A173.C031 |  |  | 規格待確認 | [15 empty] | #DIVIDE BY ZERO |  | 0 | #DIVIDE BY ZERO | #UNPARSEABLE | #BLOCKED |  | 0 | #DIVIDE BY ZERO | 0 | 0 | 0 | #DIVIDE BY ZERO | #DIVIDE BY ZERO
3-量產 |  | 3 |  |  | A173.C.PON | FM Measurement System Switching Box | A173-C11 | [18 empty] | #DIVIDE BY ZERO |  | 0 | #DIVIDE BY ZERO | #UNPARSEABLE | #BLOCKED |  | 0 | #DIVIDE BY ZERO | 0 | 0 | 0 | #DIVIDE BY ZERO | #DIVIDE BY ZERO
3-量產 |  | 0 | A |  | A173.C11 | FM-S11 Measurement System Switching Box -Passive for 2 port VNA -Frequency: 100M - 10.5GHz -RF Cables: up to 18GHz -Control: RJ45 | A173-C111 |  |  | BOM |  |  | 200000 | 100000 | [9 empty] | 100000 | 200000 | 100% |  | -100000 | #DIVIDE BY ZERO | #UNPARSEABLE | #BLOCKED |  | -3333.3333 | #DIVIDE BY ZERO | 0 | 0 | 0 | #DIVIDE BY ZERO | #DIVIDE BY ZERO
[6 empty] | 低噪放整機(單Port) | B135-R-500M18G |  | 器:500MHz~18GHz,噪聲係數:2.8dBmax（500MHz～1GHz 可能在10dB左右），增益：30dB |  |  | 1 |  | 76.09
[6 empty] | SMA Rotary Joint(P3-5196G3) | B123-A-P3-5196G3 |  | 345C Rotary Joint(DC~18G) SMA(F)-SMA(F) |  |  | 1 |  | 20
[6 empty] | 旋轉接頭套件 | B565-F |  |  |  |  | 1 |  | 0.5
[6 empty] | RF Cable黃色線500cm，SMA(M)-SMA(M) | B122-B-78P78P005MU3 |  | RF Cable黃色線500cm，SMA(M)-SMA(M) |  |  | 1 |  | 7.5 | [8 empty] | M1 SW-Panel (H/V) 純被動只需要一條,(HV在M1 Sw上切換)
[6 empty] | RF Cable黃色線500cm，SMA(M)-SMA(M) | B122-B-78P78P005MU3 |  | RF Cable黃色線500cm，SMA(M)-SMA(M) |  |  | 1 |  | 4.3 | [8 empty] | Panel to Passive 轉桌 x1
[6 empty] | RF Cable藍色軟線50cm，SMA(M)-SMA(F)，含CORE | B122-B-78P78P95500S3 |  | RF Cable藍色軟線50cm，SMA(M)-SMA(F)，含CORE |  |  | 2 |  | 6.2 | [8 empty] | TT上
[6 empty] | RF Cable黃色線250cm，N(M)-SMA(M) | B122-B-73P78P002M5U3 |  | RF Cable黃色線250cm，SMA(M)-SMA(M) |  |  | 1 |  | 6 | [8 empty] | Panel到放大器
[6 empty] | RF Cable黃色線250cm，N(M)-SMA(M) | B122-B-73P78P002M5U3 |  | RF Cable黃色線250cm，N(M)-SMA(M) |  |  | 1 |  | 6 | [8 empty] | Panel 到N頭網儀Port1
[6 empty] | RF Cable黃色線150cm，N(M)-SMA(M) | B122-B-73P78P001M5U3 |  | RF Cable黃色線150cm，N(M)-SMA(M) |  |  | 1 |  | 4 | [8 empty] | 放大器到N頭網儀Port2
[6 empty] | GPIB 連接線 1M | B232-E-EM-GPIB-1M |  |  |  |  | 1 |  | 1
5-報價 |  | 0 | A |  | A173.C11 | FM-S12 Measurement System Switching Box -Passive for 2 port VNA -Active for LTE -Frequency: 100M - 10.5GHz -RF Cables: up to 18GHz -Control: RJ45 | A173-C112 |  | P21137-Dyson | BOM |  |  | 200000 | 100000 | [9 empty] | 100000 | 200000 | 100% |  | -100000 | #DIVIDE BY ZERO | #UNPARSEABLE | #BLOCKED |  | -3333.3333 | #DIVIDE BY ZERO | 0 | 0 | 0 | #DIVIDE BY ZERO | #DIVIDE BY ZERO
[6 empty] | 低噪放整機(單Port) | B135-R-500M18G |  | 器:500MHz~18GHz,噪聲係數:2.8dBmax（500MHz～1GHz 可能在10dB左右），增益：30dB |  |  | 1 |  | 76.09
[6 empty] | SMA Rotary Joint(P3-5196G3) | B123-A-P3-5196G3 |  | 345C Rotary Joint(DC~18G) SMA(F)-SMA(F) |  |  | 1 |  | 20
[6 empty] | 旋轉接頭套件 | B565-F |  |  |  |  | 1 |  | 0.5
[6 empty] | RF Cable黃色線500cm，SMA(M)-SMA(M) | B122-B-78P78P005MU3 |  | RF Cable黃色線500cm，SMA(M)-SMA(M) |  |  | 2 |  | 16 | [8 empty] | M1 SW-Panel (H/V) 純被動只需要一條,(HV在M1 Sw上切換)
[6 empty] | RF Cable黃色線500cm，SMA(M)-SMA(M) | B122-B-78P78P005MU3 |  | RF Cable黃色線500cm，SMA(M)-SMA(M) |  |  | 2 |  | 12 | [8 empty] | Panel to 4G Link x1 Panel to Passive 轉桌 x1
[6 empty] | RF Cable藍色軟線50cm，SMA(M)-SMA(F)，含CORE | B122-B-78P78P95500S3 |  | RF Cable藍色軟線50cm，SMA(M)-SMA(F)，含CORE |  |  | 2 |  | 6.2 | [8 empty] | TT上
[6 empty] | RF Cable黃色線150cm，N(M)-SMA(M) | B122-B-73P78P001M5U3 |  | RF Cable黃色線150cm，SMA(M)-SMA(M) |  |  | 1 |  | 6 | [8 empty] | 放大器到 N頭網儀Port2
[6 empty] | RF Cable黃色線250cm，N(M)-SMA(M) | B122-B-73P78P002M5U3 |  | RF Cable黃色線250cm，N(M)-SMA(M) |  |  | 1 |  | 6 | [8 empty] | Panel 到N頭網儀Port1
[6 empty] | RF Cable黃色線150cm，SMA(M)-SMA(M) | B122-B-78P78P001M5U3 |  | RF Cable黃色線150cm，SMA(M)-SMA(M) |  |  | 1 |  | 4 | [8 empty] | 放大器到Switch, 有Switch才要
1 | [5 empty] | 連接天線 | [5 empty] | 1 |  | 0.4
[6 empty] | 650MHz-6GHz Link天線(板子) | B566-P-Link |  | Frequency：650MHz-6GHz |  |  | 1 |  | 0.35 | [8 empty] | Golden Sample
[6 empty] | SMA2H3B50-0110A/91 | B123-B-DIP |  | 夾距：1.1mm(0.043inch)，Frequency：DC~18GHz |  |  | 1 |  | 0.05 | [8 empty] | Golden Sample的SMA接頭
[6 empty] | RF Cable黃色線150cm，N(M)-SMA(M) | B122-B-73P78P001M5U3 |  | RF Cable黃色線150cm，N(M)-SMA(M) |  |  | 5 |  | 24 | [8 empty] | 所有儀器到Switching Box上 網儀SA/BS1in/BS1out/BS2in/BS2out
[6 empty] | RF Cable黃色線150cm，SMA(M)-SMA(M) | B122-B-78P78P001M5U3 |  | RF Cable黃色線150cm，SMA(M)-SMA(M) |  |  | 3 |  | 12 | [8 empty] | 所有Panel到Switching Box上 H/V/Lte Link
[6 empty] | RF Cable黃色線250cm，N(M)-SMA(M) | B122-B-73P78P002M5U3 |  | RF Cable黃色線250cm，N(M)-SMA(M) |  |  | 0 |  | 6 | [8 empty] | SA到Switching Box上 (長度因SA有時會放很遠)
1 | [5 empty] | OTA Switching Box (Active&Passive) |  |  |  | 15-3121 |  | 1 |  | 72
[6 empty] | RS-232 連接線 1.8M_一體成型 | B211-K |  | 長度 1.8M |  |  | 1 |  | 0.2 | [8 empty] | 暗室外部轉桌接電腦 暗室外部M1 SW接電腦
[6 empty] | GPIB 連接線 1M | B232-E-EM-GPIB-1M |  |  |  |  | 3 |  | 3
[6 empty] | 組裝線141 SMA(M)-SMA(M) 20cm | B122-B-78P78P24200V3 |  | RF半硬線20cm，SMA(M)-SMA(M) |  |  | 3 |  | 3 | [8 empty] | Switching Box之間的接線, (HV/ Dual)(HV/ Function)(BS 1or2)
|  | 0 | A |  | A173.C11 | FM-S13 A-Class Measurement System Switching Box -Passive for 2 port VNA -Active for LTE -Active for Bluetooth /Wi-Fi -Frequency: 100M - 10.5GHz -RF Cables: up to 18GHz -Control: RJ45 | A173.C113 | [5 empty] | 500000 | 100000 | [9 empty] | 100000 | 500000 | 100% |  | -100000 | #DIVIDE BY ZERO | #UNPARSEABLE | #BLOCKED |  | -3333.3333 | #DIVIDE BY ZERO | 0 | 0 | 0 | #DIVIDE BY ZERO | #DIVIDE BY ZERO
3-量產 |  | 1 |  |  | A173.C.PON | Others RF System for M3 | A173.C21 | [18 empty] | #DIVIDE BY ZERO |  | 0 | #DIVIDE BY ZERO | #UNPARSEABLE | #BLOCKED |  | 0 | #DIVIDE BY ZERO | 0 | 0 | 0 | #DIVIDE BY ZERO | #DIVIDE BY ZERO
5-報價 |  | 0 | A |  | A173.C11 | 5G NR FR1 Throughput optional -Dummy base station antenna: 700M - 8GHz 4x4 MIMO -Butler Matrix switching system: 4x4 700M - 6GHz -RF Cables: up to 18GHz -Control: RJ45 | A173.C211 | [5 empty] | 200000 | 100000 | [9 empty] | 100000 | 200000 | 100% |  | -100000 | #DIVIDE BY ZERO | #UNPARSEABLE | #BLOCKED |  | -3333.3333 | #DIVIDE BY ZERO | 0 | 0 | 0 | #DIVIDE BY ZERO | #DIVIDE BY ZERO
3-量產 |  | 2 | F |  | A173.PONN | AE-T1 OTA 2D Positioner | A173.E.PON | 2 | [17 empty] | #DIVIDE BY ZERO |  | 0 | #DIVIDE BY ZERO | #UNPARSEABLE | #BLOCKED |  | 0 | #DIVIDE BY ZERO | 0 | 0 | 0 | #DIVIDE BY ZERO | #DIVIDE BY ZERO
3-量產 |  | 1 | A |  | A173.E.PON | AE-T1 OTA 2D Positioner | A173.E01 | [18 empty] | #DIVIDE BY ZERO |  | 0 | #DIVIDE BY ZERO | #UNPARSEABLE | #BLOCKED |  | 0 | #DIVIDE BY ZERO | 0 | 0 | 0 | #DIVIDE BY ZERO | #DIVIDE BY ZERO
5-報價 |  | 0 | A1 |  | A173.E01 | AE-T11 2D Positioner (M-Class Standard) -Diameter: 20cm Table Fixture:80cm -Max. Loading: 30kg -Resolution: 0.1° -Accuracy: 0.2° -Max. speed: 3 RPM -Fixtures included | A173-E010 |  | 21111安普新 | BOM |  |  | 200 | [11 empty] | 200 | 100% |  | 0 | #DIVIDE BY ZERO | #UNPARSEABLE | #BLOCKED |  | 0 | #DIVIDE BY ZERO | 0 | 0 | 0 | #DIVIDE BY ZERO | #DIVIDE BY ZERO
[6 empty] | R2_單軸轉桌控制器 | B117-T-MR200 |  | MR200 |  |  | 1 |  | 65
[6 empty] | RS232 -9PIN公→母_5米_一體成型 | B211-K |  | 9 PIN，長度:5米 |  |  | 1 |  | 0.5 | [8 empty] | 暗室內部接轉桌 暗室內部接M1 SW
[6 empty] | RS-232 連接線 1.8M_一體成型 | B211-K |  | 長度 1.8M |  |  | 1 |  | 0.2 | [8 empty] | 暗室外部轉桌接電腦 暗室外部M1 SW接電腦
[6 empty] | 寶麗龍治具_M系列_444轉台治具 | B552-E-M444 |  |  |  |  | 1 |  | 37
3-量產 |  | 1 | R |  | #UNPARSEABLE | AE-C1 Desktop IPC Controller | A173.E21 | [18 empty] | #DIVIDE BY ZERO |  | 0 | #DIVIDE BY ZERO | #UNPARSEABLE | #BLOCKED |  | 0 | #DIVIDE BY ZERO | 0 | 0 | 0 | #DIVIDE BY ZERO | #DIVIDE BY ZERO
5-報價 |  | 0 | A |  | #UNPARSEABLE | AE-C11 Desktop IPC Controller & OS -CPU: Intel Core i5 Processor -OS: Windows 10 Enterprise 64 bit -Microsoft Excel -Hard Drive 500GB -RAM: 8GB -Microsoft mouse + keyboard -PCI-GPIB CARD with GPIB cables -24" Monitor -19" Standard 41U rack | A173.E211 |  | #UNPARSEABLE | BOM |  | #UNPARSEABLE | #UNPARSEABLE | #UNPARSEABLE | #UNPARSEABLE | [7 empty] | #UNPARSEABLE | #BLOCKED | #BLOCKED | #BLOCKED |  | #BLOCKED | #BLOCKED | #UNPARSEABLE | #BLOCKED |  | #BLOCKED | #BLOCKED | 0 | 0 | 0 | #DIVIDE BY ZERO | #DIVIDE BY ZERO
1 | [5 empty] | Workstation Computer | B185-D-P3450SFF |  | Workstation Controller & OS -CPU: Intel Core i5 Processor -OS: Windows 10 Pro 64 bit -Microsoft Excel -Hard Drive 1000GB -RAM: 8GB -Microsoft mouse + keyboard |  |  | 1 |  | 29
[6 empty] | 電腦螢幕 24吋 | B185-P-Screen24 |  | 廠牌 : PHILIP 型號 : 246V5LHAB D-Sub/DVI/HDMI 三輸入介面 1920x1080 Full HD高解析 壁掛式設計 |  |  | 1 |  | 3.798
[6 empty] | Microsoft MS Excel 2016 | B166-M-Excel |  | Excel |  |  | 1 |  | 3.8
[6 empty] | GPIB Card | B183-S-GPIB-USB |  | GPIB-USB |  |  | 1 |  | 20
[6 empty] | 儀器櫃19吋41U | B116-J-JF41-75 |  |  |  |  | 1 |  | 19
|  | 3 |  |  | A173.PONN | M3 Measurement Software | A173.S.PON | 2 | [17 empty] | #DIVIDE BY ZERO |  | 0 | #DIVIDE BY ZERO | #UNPARSEABLE | #BLOCKED |  | 0 | #DIVIDE BY ZERO | 0 | 0 | 0 | #DIVIDE BY ZERO | #DIVIDE BY ZERO
3-量產 |  | 0 | R |  | #UNPARSEABLE | MW4 Maxwell LTE Software | A173.S4 | [18 empty] | #DIVIDE BY ZERO |  | 0 | #DIVIDE BY ZERO | #UNPARSEABLE | #BLOCKED |  | 0 | #DIVIDE BY ZERO | 0 | 0 | 0 | #DIVIDE BY ZERO | #DIVIDE BY ZERO
|  | 0 | R |  | #UNPARSEABLE | MW5 Maxwell 5G Software | A173.S5 | [18 empty] | #DIVIDE BY ZERO |  | 0 | #DIVIDE BY ZERO | #UNPARSEABLE | #BLOCKED |  | 0 | #DIVIDE BY ZERO | 0 | 0 | 0 | #DIVIDE BY ZERO | #DIVIDE BY ZERO
|  | 0 | R |  | #UNPARSEABLE | MWT Maxwell Throughput Software | A173.S6 | [18 empty] | #DIVIDE BY ZERO |  | 0 | #DIVIDE BY ZERO | #UNPARSEABLE | #BLOCKED |  | 0 | #DIVIDE BY ZERO | 0 | 0 | 0 | #DIVIDE BY ZERO | #DIVIDE BY ZERO
|  | 7 | F |  | A173.PONN | M3 System Acceptance | A173.V.PON | 2 | [17 empty] | #DIVIDE BY ZERO |  | 0 | #DIVIDE BY ZERO | #UNPARSEABLE | #BLOCKED |  | 0 | #DIVIDE BY ZERO | 0 | 0 | 0 | #DIVIDE BY ZERO | #DIVIDE BY ZERO
3-量產 |  | 1 | R |  | A173.V.PON | Hardware item check | A173.V01 | [18 empty] | #DIVIDE BY ZERO |  | 0 | #DIVIDE BY ZERO | #UNPARSEABLE | #BLOCKED |  | 0 | #DIVIDE BY ZERO | 0 | 0 | 0 | #DIVIDE BY ZERO | #DIVIDE BY ZERO
3-量產 |  | 0 | A |  | A173.V01 | Hardware Item Check -M3 Anechoic Chamber -M3 RF System -M3 Positioner and control system | A173.V010 |  | 安普新 |  |  | 1 | 0 | [11 empty] | 0 | #DIVIDE BY ZERO |  | 0 | #DIVIDE BY ZERO | #UNPARSEABLE | #BLOCKED |  | 0 | #DIVIDE BY ZERO | 0 | 0 | 0 | #DIVIDE BY ZERO | #DIVIDE BY ZERO
3-量產 |  | 1 | R |  | A173.V.PON | Shielding Effective | A173.V11 | [18 empty] | #DIVIDE BY ZERO |  | 0 | #DIVIDE BY ZERO | #UNPARSEABLE | #BLOCKED |  | 0 | #DIVIDE BY ZERO | 0 | 0 | 0 | #DIVIDE BY ZERO | #DIVIDE BY ZERO
3-量產 |  | 0 | A |  | A173.V11 | Shielding Effective -Frequency: 0.5G - 8GHz -Isolation requirement: >100dB -Test 8 positions on chamber -Test Frequency: 0.7G/1.5G/2.4G/5G/7G -To operate the testing by Atenlab -According EN50147-1 standard | A173.V110 |  | Q21111安普新 |  |  | 1 | 10000 | [11 empty] | 10000 | 100% |  | 0 | #DIVIDE BY ZERO | #UNPARSEABLE | #BLOCKED |  | 0 | #DIVIDE BY ZERO | 0 | 0 | 0 | #DIVIDE BY ZERO | #DIVIDE BY ZERO
3-量產 |  | 3 | R |  | A173.V.PON | Path loss calibration | A173.V21 |  | by Measurement Antenna | [16 empty] | #DIVIDE BY ZERO |  | 0 | #DIVIDE BY ZERO | #UNPARSEABLE | #BLOCKED |  | 0 | #DIVIDE BY ZERO | 0 | 0 | 0 | #DIVIDE BY ZERO | #DIVIDE BY ZERO
3-量產 |  | 0 | A |  | A116.V21 | Path Loss Calibration -Passive mode -Frequency: 0.68 - 8GHz -Calibration Antenna: Horn Antenna -According CTIA standard for range loss calibration | A173.V210 | [5 empty] | 10 | [11 empty] | 10 | 100% |  | 0 | #DIVIDE BY ZERO | #UNPARSEABLE | #BLOCKED |  | 0 | #DIVIDE BY ZERO | 0 | 0 | 0 | #DIVIDE BY ZERO | #DIVIDE BY ZERO
5-報價 |  | 0 | A |  | A116.V21 | Path Loss Calibration -Passive / Active mode -Frequency: 0.68 - 8GHz -Calibration Antenna: Horn Antenna -According CTIA standard for range loss calibration | A173.V211 | [5 empty] | 10 | [9 empty] | P21107 建漢 |  | 10 | 100% |  | 0 | #DIVIDE BY ZERO | #UNPARSEABLE | #BLOCKED |  | 0 | #DIVIDE BY ZERO | 0 | 0 | 0 | #DIVIDE BY ZERO | #DIVIDE BY ZERO
3-量產 |  | 0 | A |  | A116.V21 | Path Loss Calibration -Throughput Model -Frequency: 2.2G - 2.6GHz / 5G - 7.12GHz -Calibration Antenna: Horn Antenna -According CTIA standard for range loss calibration | A173.V212 | [5 empty] | 10 | [9 empty] | 21123 光寶(僅值確認) |  | 10 | 100% |  | 0 | #DIVIDE BY ZERO | #UNPARSEABLE | #BLOCKED |  | 0 | #DIVIDE BY ZERO | 0 | 0 | 0 | #DIVIDE BY ZERO | #DIVIDE BY ZERO
3-量產 |  | 1 | R |  | A116.V | Ripple Testing | A173.V31 |  | by Measurement Antenna | [16 empty] | #DIVIDE BY ZERO |  | 0 | #DIVIDE BY ZERO | #UNPARSEABLE | #BLOCKED |  | 0 | #DIVIDE BY ZERO | 0 | 0 | 0 | #DIVIDE BY ZERO | #DIVIDE BY ZERO
5-報價 |  | 0 | A |  | A116.V31 | Ripple testing -Calibration Antenna: Sleeve diple -Frequency: 0.8/1.8/2.4/5GHz -Method: Phi 6 points -Quiet Zoon: 30cm -Requirement : SD<1.0 -According CTIA standard for Ripple testing | A173.V310 | [15 empty] | P21107 建漢 |  |  | #DIVIDE BY ZERO |  | 0 | #DIVIDE BY ZERO | #UNPARSEABLE | #BLOCKED |  | 0 | #DIVIDE BY ZERO | 0 | 0 | 0 | #DIVIDE BY ZERO | #DIVIDE BY ZERO
3-量產 |  | 2 | R |  | A116.V | Reliability testing | A173.V41 | [18 empty] | #DIVIDE BY ZERO |  | 0 | #DIVIDE BY ZERO | #UNPARSEABLE | #BLOCKED |  | 0 | #DIVIDE BY ZERO | 0 | 0 | 0 | #DIVIDE BY ZERO | #DIVIDE BY ZERO
3-量產 |  | 0 |  |  |  | Reliability Testing -Passive mode -Use passive golden sample perform 3D test in 10 times, check antenna efficiency result less than 10% in standard deviation. | A173.V410 | [5 empty] | 10 | [11 empty] | 10 | 100% |  | 0 | #DIVIDE BY ZERO | #UNPARSEABLE | #BLOCKED |  | 0 | #DIVIDE BY ZERO | 0 | 0 | 0 | #DIVIDE BY ZERO | #DIVIDE BY ZERO
5-報價 |  | 0 | A |  | A116.V41 | Reliability Testing -Passive / Active mode -Use golden sample perform 3D test in 10 times, check antenna efficiency result less than 10% in standard deviation. | A173.V411 | [5 empty] | 10 | [9 empty] | P21107 建漢 |  | 10 | 100% |  | 0 | #DIVIDE BY ZERO | #UNPARSEABLE | #BLOCKED |  | 0 | #DIVIDE BY ZERO | 0 | 0 | 0 | #DIVIDE BY ZERO | #DIVIDE BY ZERO
|  | 2 | F |  | A173.PONN | M3 System Warranty | A173.W01 | 2 | [17 empty] | #DIVIDE BY ZERO |  | 0 | #DIVIDE BY ZERO | #UNPARSEABLE | #BLOCKED |  | 0 | #DIVIDE BY ZERO | 0 | 0 | 0 | #DIVIDE BY ZERO | #DIVIDE BY ZERO
5-報價 |  | 0 | N |  | A173.W | M3 System 2 years warranty -Software upgrade -Hardware coverage in case of natural damage | A173.W010 | 3 | 免費 | [16 empty] | #DIVIDE BY ZERO |  | 0 | #DIVIDE BY ZERO | #UNPARSEABLE | #BLOCKED |  | 0 | #DIVIDE BY ZERO | 0 | 0 | 0 | #DIVIDE BY ZERO | #DIVIDE BY ZERO
3-量產 |  | 0 | N |  | A173.W | M3 System 1 years warranty -Software upgrade -Hardware coverage in case of natural damage | A173.W011 | 3 | 免費 | [16 empty] | #DIVIDE BY ZERO |  | 0 | #DIVIDE BY ZERO | #UNPARSEABLE | #BLOCKED |  | 0 | #DIVIDE BY ZERO | 0 | 0 | 0 | #DIVIDE BY ZERO | #DIVIDE BY ZERO
3-量產 |  | 5 | R/M |  | A173.W | M3 System Warranty Extension | A173.W05 |  | 依照系統售價 | [16 empty] | #DIVIDE BY ZERO |  | 0 | #DIVIDE BY ZERO | #UNPARSEABLE | #BLOCKED |  | 0 | #DIVIDE BY ZERO | 0 | 0 | 0 | #DIVIDE BY ZERO | #DIVIDE BY ZERO
3-量產 |  | 0 | A |  | A173.W05 | M3 System 1 years warranty -Software upgrade -Hardware coverage in case of natural damage | A173.W051 | [18 empty] | #DIVIDE BY ZERO |  | 0 | #DIVIDE BY ZERO | #UNPARSEABLE | #BLOCKED |  | 0 | #DIVIDE BY ZERO | 0 | 0 | 0 | #DIVIDE BY ZERO | #DIVIDE BY ZERO
3-量產 |  | 0 | A |  | A173.W05 | M3 System 2 years warranty -Software upgrade -Hardware coverage in case of natural damage | A173.W052 | [18 empty] | #DIVIDE BY ZERO |  | 0 | #DIVIDE BY ZERO | #UNPARSEABLE | #BLOCKED |  | 0 | #DIVIDE BY ZERO | 0 | 0 | 0 | #DIVIDE BY ZERO | #DIVIDE BY ZERO
3-量產 |  | 0 | A |  | A173.W05 | M3 System 3 years warranty -Software upgrade -Hardware coverage in case of natural damage | A173.W053 | [18 empty] | #DIVIDE BY ZERO |  | 0 | #DIVIDE BY ZERO | #UNPARSEABLE | #BLOCKED |  | 0 | #DIVIDE BY ZERO | 0 | 0 | 0 | #DIVIDE BY ZERO | #DIVIDE BY ZERO
3-量產 |  | 0 | A |  | A173.W05 | M3 System 4 years warranty -Software upgrade -Hardware coverage in case of natural damage | A173.W054 | [18 empty] | #DIVIDE BY ZERO |  | 0 | #DIVIDE BY ZERO | #UNPARSEABLE | #BLOCKED |  | 0 | #DIVIDE BY ZERO | 0 | 0 | 0 | #DIVIDE BY ZERO | #DIVIDE BY ZERO
3-量產 |  | 0 | A |  | A116.W05 | M3 System 5 years warranty -Software upgrade -Hardware coverage in case of natural damage | A173.W055 | 3 |  |  |  | 1 | 0 | 0 | 0 | [8 empty] | 0 | 0 | #DIVIDE BY ZERO |  | 0 | #DIVIDE BY ZERO | #UNPARSEABLE | #BLOCKED |  | 0 | #DIVIDE BY ZERO | 0 | 0 | 0 | #DIVIDE BY ZERO | #DIVIDE BY ZERO
|  | 0 |  |  |  | 其他 |  |  |  | BOM | [15 empty] | #DIVIDE BY ZERO |  | 0 | #DIVIDE BY ZERO | #UNPARSEABLE | #BLOCKED |  | 0 | #DIVIDE BY ZERO | 0 | 0 | 0 | #DIVIDE BY ZERO | #DIVIDE BY ZERO
[6 empty] | 卡點西德電腦割字Atenlab M3 | B255 |  |  |  |  | 2
[6 empty] | 出貨包裝紙箱 | B251 |  | 外箱 580*495*328 仿 AB 楞，內箱 570*482*70 B 楞 |  |  | 1 |  | 0.996
M4 Full Ring Multi-probe OTA (M4-2.0)
M4 OTA Anechoic chamber
[6 empty] | 電波隔離室 | B551-K- |  | L5.0*W:5.0*H:5.0M，含骨架L5.3*W:5.3*H:5.2M |  |  | 1 |  | 950
[6 empty] | Flat Shielding Swing Door |  |  | Dimension W1.0 x H2.0m |  |  | 1 |  | 0
[6 empty] | Access panel |  |  | 2" Waveguide tube for extension cable through, 1 set |  |  | 1 |  | 0
[6 empty] | Shielding Honeycomb Air Vent | B119 |  | Dimension: 0.3 x 0.3m (L/W) |  |  | 4 |  | 0
[6 empty] | 照明 | B182 |  |  |  |  | 4
[6 empty] | 鐳射定位 | B186 |  |  |  |  | 1
[6 empty] | AC電源濾波器 30A | B115 |  | 220VAC 30A Insertion Loss: 100dB, 14KHz - 18GHz |  |  | 2
[6 empty] | RS-232 濾波器 | B115 |  | 耐電壓: 50V 耐電流: 200mA 工作溫度: -40到+85度C 隔離度: 85dB@6GHz |  |  | 3
[6 empty] | RJ-45 100M/1000M 濾波器 | B115 |  | 標準RJ45 (8P8C) Port數: 2Port 耐電壓: 5V 耐電流: 150mA 工作溫度: -40到+85度C 隔離度: 85dB@6GHz |  |  | 2
[6 empty] | USB 3.0 濾波器 | B115 |  | Port數: 2Port 耐電壓: 5V 耐電流: 2A 工作溫度: -40到+85度C 隔離度: 85dB@6GHz |  |  | 2
[6 empty] | OTA系列隔離門把手(鋁合金一體成型) | B563-O-A1 |  | 材質 : 5系列鋁合金, 960R圓弧, 鎖點中心孔距431mm (含所有配件與手動金屬飾板) |  |  | 1 |  | 5.7
[6 empty] | 監視系統 | B185 |  | iSecure_5MP 包含所需線路 |  |  | 1
Absorber
[6 empty] | 吸波材料 SSA-050 5公分平板 黑色泡棉 | B113-R |  | 5公分平板 600 x 600 |  |  | 124 |  | 59.5
[6 empty] | 吸波材料 SPA-5 5-inch 黑色泡棉 | B113-R |  | 13公分尖錐 600 x 600 |  |  | 20 |  | 21
[6 empty] | 吸波材料 Atenlab 12-inch EPP material | B113-R |  | 30公分尖錐 600 x 600 |  |  | 100 |  | 158
[6 empty] | 吸波材料 Atenlab 18-inch EPP material | B113-R |  | 45公分尖錐 600 x 600 |  |  | 130 |  | 286
[6 empty] | 吸波材料 Atenlab 24-inch EPP material | B113-R |  | 60公分尖錐 610 x 610 |  |  | 90 |  | 216
[6 empty] | 吸波走道 450(H) 黑色 | B113-R |  | 吸波走道，45cm高 120X100 |  |  | 1 |  | 14
[6 empty] | 吸波走道 700(H) 黑色 | B113-R |  | 吸波走道，70cm高 130X100 |  |  | 1 |  | 25
[6 empty] | 吸波走道 500(H) 黑色 | B113-R |  | 吸波走道，50cm高 90X100 |  |  | 1 |  | 11
M4 RF System
外部
[6 empty] | 低噪放整機(單Port) | B135-R-500M18G |  | 器:500MHz~18GHz,噪聲係數:2.8dBmax（500MHz～1GHz 可能在10dB左右），增益：30dB |  |  | 1 |  | 76.09
[6 empty] | 組裝線141 SMA(M)-SMA(M) 20cm | B122-B-78P78P24200V3 |  | 放大器到Switch |  |  | 1 |  | 0.35 | [8 empty] | 放大器到Switch, 長度可能視需求調整
[6 empty] | RF Cable黃色線250cm，N(M)-SMA(M) | B122-B- |  | RF Cable黃色線250cm，N(M)-SMA(M) |  |  | 2 |  | 9.6 | [8 empty] | NA-Panel
內部
[6 empty] | 天線環 | B553 |  | 天線環,2.0 全環, 無水平環 |  |  | 1 |  | 261
[6 empty] | M4路徑切換器 全環24支天線,內建Passive H/V切換 | B521-A |  | Passive |  |  | 1 |  | 371.066 | [8 empty] | 內建Passive H/V切換
[6 empty] | 電源供應器(RD-125B) | B182-K-RD125B |  |  |  |  | 1 |  | 1.36
[6 empty] | 可程式控制器 (DVP14SS211R) | B183-T-DVP14SS211R |  |  |  |  | 1 |  | 1.78
[6 empty] | 可程式控制器擴充機(DVP08SN11R) | B183-T-DVP08SN11R |  |  |  |  | 4 |  | 4.4
[6 empty] | AC電源線 1.8M | B211-K-W9791 |  |  |  |  | 1 |  | 0.075
[6 empty] | 19 Ø 金屬開關 | B221-K-S8536 |  |  |  |  | 1 |  | 0.345
[6 empty] | AC電源濾波器 | B182-D-06AE2 |  |  |  |  | 1 |  | 0.441
[6 empty] | RF Switch SPDT (Radiall R570413000) | B132-M-R570413000 |  |  |  |  | 5 |  | 20.235 | [8 empty] | 其中一個用作H/V的切換
[6 empty] | 組裝線141 SMA(M)-SMA(M) 20cm | B122-B-78P78P24200V3 |  |  |  |  | 2 |  | 0.7
[6 empty] | D型接頭-9PIN-F 免焊式 | B213-K-N10247 |  |  |  |  | 1 |  | 0.07
[6 empty] | 保險絲_3A(0217005) | B229-K-B7107 |  |  |  |  | 2 |  | 0.004
[6 empty] | 4U板金配件總成 | 尚無品號 |  |  |  |  | 1 |  | 12
[6 empty] | RF Switch SP6T (Radiall R574403605) | 12-431V 品號待更新 |  |  |  |  | 8 |  | 329.656
[6 empty] | RS-232 連接線 1.8M_一體成型 | B211-K |  | 長度 1.8M |  |  | 1 |  | 0.3 | [8 empty] | 路徑切換器接控制電腦 (Chamber外)
[6 empty] | RS-232 連接線 5.0M_一體成型 | B211-K |  | 長度 5M |  |  | 1 |  | 0.3 | [8 empty] | 路徑切換器接控制電腦 (Chamber內)
[6 empty] | Vivaldi Antenna 垂直環 | B121-A |  | Vivaldi 天線 |  |  | 23 |  | 81.2636
[6 empty] | SMA Straight PCB Jack Flat Pin(SMA2H1B50-0080A/91) | 12-427U |  |  |  |  | 2 |  | 1
[6 empty] | Rogers 加工 (Vivaldi antenna) | 12-5333 |  |  |  |  | 1 |  | 1.5
[6 empty] | Vivaldi上殼成品 | 12-5333-01 |  |  |  |  | 1 |  | 0.435
[6 empty] | Vivaldi下殼成品 | 12-5333-02 |  |  |  |  | 1 |  | 0.189
[6 empty] | Diclad 880 | 18-H155 |  |  |  |  | 0.33 |  | 0.4092
[6 empty] | RF Cable黃色線700cm，SMA(M)-SMA(M) | B122-B- |  | RF Cable黃色線700cm，SMA(M)-SMA(M) |  |  | 46 |  | 354.2 | [8 empty] | 天線
[6 empty] | RF Cable黃色線300cm，SMA(M)-SMA(M) | B122-B- |  | RF Cable黃色線300cm，SMA(M)-SMA(M) |  |  | 1 |  | 4.6 | [8 empty] | M1SW-Panel
[6 empty] | RF Cable藍色軟線300cm，SMA(M)-SMA(M)，含CORE | B122-B- |  | RF Cable藍色軟線300cm，SMA(M)-SMA(M)，含CORE |  |  | 1 |  | 6.7 | [8 empty] | TT上
[6 empty] | RF Cable藍色軟線50cm，SMA(M)-SMA(F)，含CORE | B122-B- |  | RF Cable藍色軟線50cm，SMA(M)-SMA(F)，含CORE |  |  | 2 |  | 6.2 | [8 empty] | TT上
[6 empty] | RF Cable黃色線550cm，SMA(M)-SMA(M) | B122-B- |  | RF Cable黃色線550cm，SMA(M)-SMA(M) |  |  | 1 |  | 6.7 | [8 empty] | TT-Panel
[6 empty] | SMA Rotary Joint(P3-5196G3) | B123-B |  | 345C Rotary Joint(DC~18G) SMA(F)-SMA(F) |  |  | 1 |  | 20
Link 天線
[6 empty] | 650MHz-6GHz平板天線(板子) | B566 |  | Frequency：650MHz-6GHz |  |  | 1 |  | 0.35 | [8 empty] | Golden Sample
[6 empty] | SMA2H3B50-0110A/91 | B123-B |  | 夾距：1.1mm(0.043inch)，Frequency：DC~18GHz |  |  | 1 |  | 0.05 | [8 empty] | Golden Sample的SMA接頭
M4 System Controller & Miscellaneous
[6 empty] | R2_單軸轉桌控制器 | B181-T |  | MR200 |  |  | 1 |  | 65
[6 empty] | 旋轉接頭套件 | B565-F |  |  |  |  | 1 |  | 0.5
[6 empty] | 寶麗龍治具_M系列_555轉台治具 | B552-E-M555 |  |  |  |  | 1 |  | 40
[6 empty] | M系列_校驗治具 | B553-U |  |  |  |  | 1 |  | 16
[6 empty] | RS232 -9PIN公→母_5米_一體成型 | B211-K |  | 9 PIN，長度:5米 |  |  | 1 |  | 0.295 | [8 empty] | 暗室內部接轉桌
[6 empty] | RS-232 連接線 1.8M_一體成型 | B211-K |  | 長度 1.8M |  |  | 1 |  | 0.055 | [8 empty] | 暗室外部接電腦
[6 empty] | Workstation Computer | B185-A-ACP4000MB |  | Workstation Controller & OS -CPU: Intel Core i5 Processor -OS: Windows 10 Pro 64 bit -Microsoft Excel -Hard Drive 500GB -RAM: 8GB -Microsoft mouse + keyboard |  |  | 1 |  | 31.5
[6 empty] | 電腦螢幕 24吋 | B185-P-Screen24 |  | 廠牌 : PHILIP 型號 : 246V5LHAB D-Sub/DVI/HDMI 三輸入介面 1920x1080 Full HD高解析 壁掛式設計 |  |  | 1 |  | 3.798
[6 empty] | Microsoft MS Excel 2016 | B166-M-Excel |  | Excel |  |  | 1 |  | 3.8
[6 empty] | GPIB Card | B183-S-GPIB-USB |  | GPIB-USB |  |  | 1 |  | 20
[6 empty] | Atenlab Logo 大的 | B255 |  | 大間暗室適用的 |  |  | 2
[6 empty] | 出貨包裝紙箱 | B251 |  | 外箱 580*495*328 仿 AB 楞，內箱 570*482*70 B 楞 |  |  | 1 |  | 0.996
M5 3D Multi-probe OTA
E-Class
E3 3m SAC
[6 empty] | 3m Semi Chamber (EMI) (VGISC 降規客製版) | [16 empty] | BOM表和VGISC專案比對確認過了, 主要差異的部分為隔離室的大小, 因為客戶客制化. 功放室沒有放進來, 因為那個是EMS需求才有的特規 人工跟費用也很多(估約100萬台幣),不屬於"料",這裡都沒有放.
Semi anechoic chamber(SAC)
Anechoic chamber
[6 empty] | 電波隔離室9.3(L) x 6.3(W) x 6.3(H)m | [5 empty] | 1 |  | 3500 | [8 empty] | 內容跟開拓報價單有差異
[6 empty] | 支撐鋼構 五面H型鋼 | [5 empty] | 1
[6 empty] | 電波隔離扇門 -電動半自動 -1.2(W) x 2.1(H)m | [5 empty] | 1
[6 empty] | LED照明 -自動升降 | [5 empty] | 4
[6 empty] | 蜂巢網 | [5 empty] | 4
[6 empty] | Raised floor 0.3 m high -2.0mm Galvanized steel -PVC flooring tiles | [5 empty] | 1
[6 empty] | Access Panel Set (Nx4, SMA x2, STx 4 BNCx2, 2" waveguide x1) | [5 empty] | 1
[6 empty] | Connect Panel Set -Install on the floor -CP1(at 3m AT):Nx2, SMA x2, 220V socket x 1 -CP2(at TT): Nx1, SMA x1 ,RJ11X1 , RJ45 X 1 VAC 100/220V 16A Socket x 1 VAC 5P TB x1 | [5 empty] | 1
[6 empty] | AC Power Filter Three phase(3P4W) 380 VAC/30 A(For EUT) | [5 empty] | 1
[6 empty] | AC Power Filter Single phase(1P2W)110-220 VAC/30 A(For EUT) | [5 empty] | 1
[6 empty] | AC Power Filter Single phase(1P2W)110-220 VAC/30 A(For LED/Equipment) | [5 empty] | 1
[6 empty] | Data Filter RJ45 10M/100M | [5 empty] | 1
[6 empty] | 監視器本體 | [5 empty] | 1
[6 empty] | 旋轉雲台 | [5 empty] | 1
[6 empty] | 支架 | [5 empty] | 1
[6 empty] | 控制器主機 | [5 empty] | 1
[6 empty] | 顯示螢幕 | [5 empty] | 1
Absorber and Ferrite Tiles
Ferrite tile
[6 empty] | Ferrite tile Inner 5 surface installation 100(L)x100(W)x6.7(H)mm | [5 empty] | 25056 |  | 1733
[6 empty] | Ferrite tile plastic pad | [5 empty] | 25056
[6 empty] | Absorber | [5 empty] | 1
[6 empty] | FHY-100-CO | [5 empty] | 2
[6 empty] | E&C WAVASORB VHY-5 CO | [5 empty] | 2
[6 empty] | E&C WAVASORB VHY-12-CO | [5 empty] | 3
[6 empty] | E&C WAVASORB VHY-18 4H-CO | [5 empty] | 7
[6 empty] | E&C WAVASORB VHY-12 4H | [5 empty] | 78
[6 empty] | E&C WAVASORB VHY-18 4H | [5 empty] | 178
[6 empty] | E&C WAVASORB VHP-12 -CO | [5 empty] | 25
[6 empty] | Fixation disc 9.5/15 | [5 empty] | 1050
White Cap
[6 empty] | Absorbers White Cap | [5 empty] | 272 |  | 46
[6 empty] | Ferrite tile Cap | [5 empty] | 320 |  | 51
Positioner System
[6 empty] | Bore Sight Antenna Tower 1-4m scanning | [5 empty] | 1
[6 empty] | 2m Turntable | [5 empty] | 1
[6 empty] | Controller Box | [5 empty] | 1
Control room
Shielding room
[6 empty] | 電波隔離室 6(L)x3(W)x3(H)m | [5 empty] | 1
[6 empty] | -電動半自動 -1.2(W) x 2.1(H)m | [5 empty] | 1
[6 empty] | 照明 | [5 empty] | 4
[6 empty] | 蜂巢網 | [5 empty] | 4
[6 empty] | Raised floor 0.13 m high | [5 empty] | 1
[6 empty] | AC Power Filter Single phase(1P2W)110-220 VAC/30 A | [5 empty] | 2
[6 empty] | Data Filter RJ11 | [5 empty] | 1
[6 empty] | Data Filter RJ45 10M/100M | [5 empty] | 1
B514-R-Class
R1 Shielding Box CATR Measurement
R1 OTA Anechoic chamber
[6 empty] | 電波隔離箱 1.1 x 0.8 x 1.8 | B112 |  | 外尺寸 1.1 x 0.8 x 1.1 m (Upright) (±0.02m) |  |  | 1
[6 empty] | 電波隔離門 0.57 x 0.97 m, 扇形 | B119 |  | 開口尺寸 0.57 x 0.97 m, 扇形電動上扣 |  |  | 1
[6 empty] | Access panel |  |  | 2" Waveguide tube for extension cable through included |  |  | 1 |  | 0
[6 empty] | 蜂巢網 | B119 |  | 開孔尺寸: 0.3 x 0.3 m |  |  | 2
[6 empty] | 照明 | B182 |  |  |  |  | 1
[6 empty] | 鐳射定位 | B186 |  | 光束: 紅光 方向: X方向/ Z方向 |  |  | 1
[6 empty] | AC電源濾波器 16A | B115 |  | 220VAC 16A Insertion Loss: 100dB, 14KHz - 18GHz |  |  | 1
[6 empty] | RS-232 濾波器 | B115 |  | 耐電壓: 50V 耐電流: 200mA 工作溫度: -40到+85度C 隔離度: 85dB@6GHz |  |  | 2
[6 empty] | RJ-45 100M/1000M 濾波器 | B115 |  | 標準RJ45 (8P8C) Port數: 2Port 耐電壓: 5V 耐電流: 150mA 工作溫度: -40到+85度C 隔離度: 85dB@6GHz |  |  | 2
[6 empty] | USB 3.0 濾波器 | B115 |  | Port數: 2Port 耐電壓: 5V 耐電流: 2A 工作溫度: -40到+85度C 隔離度: 85dB@6GHz |  |  | 2
[6 empty] | DC 電源濾波器 | B115 |  | 通用插座: 外径5.5mm / 内径2.1mm Port數: 2Port 耐電壓: 50VDC/ 35VAC 耐電流: 2A 工作溫度: -40到+85度C 隔離度: 85dB@6GHz |  |  | 2
Absorber
[6 empty] | 吸波材料 Atenlab 平板 EPP material | B113 |  | 品牌: Atenlab 外形尺寸: 2cm高,平板 EPP Foam material 底座尺吋尺寸: 30 x 30 cm |  |  | 20
[6 empty] | 吸波材料 Atenlab 2-inch EPP material | B113 |  | 品牌: Atenlab 外形尺寸: 5cm高,尖錐 EPP Foam material 底座尺吋尺寸: 30 x 30 cm |  |  | 100
R1 RF System
外部
[6 empty] | RF cable set for R1 外部 40GHz |  |  | Panel到Switch Switch到NA
[6 empty] | 路徑切換器 | For H/V Switch 40GHz |  | Passive 40GHz
Switch BOM待更新
內部
[6 empty] | Rolled edge Reflector (R1/ R2) 0.6 x 0.6 m | B553 |  | 反射面大小: 0.6 x 0.6 m 邊緣處理: 捲邊式 (Rolled edge) 材質: 鋁合金 結構組成: 一體成型 表面精度: ?? 潰源方向: Corner feed 焦距直徑比: 0.5 |  |  | 1
[6 empty] | Fixture for R1 feed horn | B565 |  | 4 axis positioner: Polarization/ X/ Y/ Z Polarization: 0°/ 90° with accuracy 1° Z axis: Travel 0-50 mm with accuracy 1 mm Manual control the X/Y/Z axis for phase center Feed switch: Manual |  |  | 1
[6 empty] | Fixture for 0.6 x 0.6 m Reflector (R1) | B565 |  | Azimuth: Fixed Elevation: Fixed Manual control to align the reflector with quiet zone |  |  | 1
[6 empty] | Feed antenna WR-28 | TBD |  | Dual port feed horn Operation frequency: 24 -43.5GHz VSWR: 1.4 Antenna Port: WR-28 Waveguide |  |  | 1
[6 empty] | SGH antenna WR-28 | B121 |  | Standard gain horn Operation frequency: 26.5 -40GHz Antenna Gain: 20 dBi 3dB Beamwidth: 18 degree VSWR: 1.4 Antenna Port: WR-28 Waveguide |  |  | 1
[6 empty] | RF cable set for R1 Feed-40GHz | B122 |  | RF Circult for dual polarization feed 2.92mm Connector 包含面板及天線所需之RF接頭 |  |  | 1
R1 System Controller & Miscellaneous
[6 empty] | DUT Platform | B565 |  | 待測物放置平台 |  |  | 1
[6 empty] | SGH 校驗治具 (R1) | B565 |  | 標準天線專用治具 |  |  | 1
[6 empty] | 出貨包裝紙箱 | B251 |  | 外箱 580*495*328 仿 AB 楞，內箱 570*482*70 B 楞 |  |  | 1 |  | 0.996
[6 empty] | Atenlab Logo 寬18cm | B255 |  | Atenlab 寬18cm |  |  | 2
R2 Mini Size CATR OTA
R2 OTA Anechoic chamber
[6 empty] | 電波隔離箱 1.2 x 0.8 x 1.9 m | B112 |  | 外尺寸 1.2 x 0.8 x 1.8 m (Upright) (±0.02m) |  |  | 1 |  | 710
[6 empty] | 電波隔離門 0.5 x 0.5 m, 扇形 | B119 |  | 開口尺寸 0.5 x 0.5 m, 扇形電動上扣 |  |  | 1
[6 empty] | Access panel |  |  | 2" Waveguide tube for extension cable through included |  |  | 1 |  | 0
[6 empty] | 照明 | B182 |  |  |  |  | 1
[6 empty] | 鐳射定位 | B186 |  | 光束: 紅光 方向: X方向/ Z方向 |  |  | 1
[6 empty] | AC電源濾波器 16A | B115 |  | 220VAC 16A Insertion Loss: 100dB, 14KHz - 18GHz |  |  | 1
[6 empty] | RS-232 濾波器 | B115 |  | 耐電壓: 50V 耐電流: 200mA 工作溫度: -40到+85度C 隔離度: 85dB@6GHz |  |  | 2
[6 empty] | RJ-45 100M/1000M 濾波器 | B115 |  | 標準RJ45 (8P8C) Port數: 2Port 耐電壓: 5V 耐電流: 150mA 工作溫度: -40到+85度C 隔離度: 85dB@6GHz |  |  | 2
[6 empty] | USB 3.0 濾波器 | B115 |  | Port數: 2Port 耐電壓: 5V 耐電流: 2A 工作溫度: -40到+85度C 隔離度: 85dB@6GHz |  |  | 2
[6 empty] | DC 電源濾波器 | B115 |  | 通用插座: 外径5.5mm / 内径2.1mm Port數: 2Port 耐電壓: 50VDC/ 35VAC 耐電流: 2A 工作溫度: -40到+85度C 隔離度: 85dB@6GHz |  |  | 2
Absorber
[6 empty] | 吸波材料 Atenlab 平板 EPP material | B113 |  | 品牌: Atenlab 外形尺寸: 2cm高,平板 EPP Foam material 底座尺吋尺寸: 30 x 30 cm |  |  | 20 |  | 4
[6 empty] | 吸波材料 Atenlab 2-inch EPP material | B113 |  | 品牌: Atenlab 外形尺寸: 5cm高,尖錐 EPP Foam material 底座尺吋尺寸: 30 x 30 cm |  |  | 100 |  | 21
[6 empty] | R2 RF System | [7 empty] | 110
[6 empty] | 60cm 反射面 | B568
[6 empty] | WR-28 OMT 天線 | B523 | [6 empty] | 110
外部
[6 empty] | FL354 K(M)-K(M)-70cm | B122-B-38P38P98700S |  |  |  |  | 2 |  | 3 | [8 empty] | Panel 到 Switch
[6 empty] | RSF-085 K(M)-K(M)-20cm | [5 empty] | 1 |  | 1 | [8 empty] | Switch 到 放大器
[6 empty] | RSF-085 K(M)-K(M)-50cm | B122-B-38P38P25500T2 |  |  |  |  | 1 |  | 2 | [8 empty] | 放大器到網儀
[6 empty] | 被動路徑切換器 40GHz |  |  | Passive |  |  | 1 |  | 38.066 | [8 empty] | 如果不需switch及放大器, 則附上200cm長 的2.92mm M-F的RF Cable
[6 empty] | 電源供應器(RD-85B) | B182-K-RD85B |  |  |  |  | 1 |  | 0.65
[6 empty] | 可程式控制器 (DVP14SS211R) | B183-T-DVP14SS211R |  |  |  |  | 1 |  | 1.78
[6 empty] | AC電源線 1.8M | B211-K-W9791 |  |  |  |  | 1 |  | 0.075
[6 empty] | 19 Ø 金屬開關 | B221-K-S8536 |  |  |  |  | 1 |  | 0.345
[6 empty] | AC電源濾波器 | B182-D-06AE2 |  |  |  |  | 1 |  | 0.441
[6 empty] | RF Switch SPDT (Radiall R585833200) 50 termination | B132-A-R585833200 |  |  |  |  | 1 |  | 24
[6 empty] | 組裝線141 SMA(M)-SMA(M) 20cm | B122-B-78P78P24200V3 |  |  |  |  | 2 |  | 0.7
[6 empty] | D型接頭-9PIN-F 免焊式 | B213-K-N10247 |  |  |  |  | 1 |  | 0.07
[6 empty] | 保險絲_3A(0217005) | B229-K-B7107 |  |  |  |  | 2 |  | 0.004
[6 empty] | 板金配件總成 | B561-C101-1 |  |  |  |  | 1 |  | 10
[6 empty] | 腳墊(PINGOOD S0904) | 腳墊(PINGOOD S0904) |  |  |  |  | 4 |  | 0.001
[6 empty] | LNA 26.5-40 GHz | B135 |  | Frequency range: 26.5 - 40 GHz Gain: 30 dB Noise figure: 3.0 dB P1dB: 10 dBm Damage RF input power: 0 dBm Voltage: 12 VDC DC current: 0.25 A Operation temperature: 0 - 50 degree C |  |  | 1
內部
[6 empty] | Rolled edge Reflector (R1/ R2) 0.6 x 0.6 m | B553 |  | 反射面大小: 0.6 x 0.6 m 邊緣處理: 捲邊式 (Rolled edge) 材質: 鋁合金 結構組成: 一體成型 表面精度: ?? 潰源方向: Corner feed 焦距直徑比: 0.5 |  |  | 1 |  | 35
[6 empty] | Fixture for R2 feed horn | B565 |  | 4 axis positioner: Polarization/ X/ Y/ Z Polarization: 0°/ 90° with accuracy 1° Z axis: Travel 0-50 mm with accuracy 1 mm Manual control the X/Y/Z axis for phase center Feed switch: Manual |  |  | 1 |  | 0 | [8 empty] | 價格包含在隔離箱內
[6 empty] | Fixture for 0.6 x 0.6 m Reflector (R2) | B565 |  | Azimuth: Fixed Elevation: Fixed Manual control to align the reflector with quiet zone |  |  | 1 |  | 0 | [8 empty] | 價格包含在隔離箱內
[6 empty] | Feed antenna WR-28 | TBD |  | Dual port feed horn Operation frequency: 24 -43.5GHz VSWR: 1.4 Antenna Port: WR-28 Waveguide |  |  | 1 |  | 57
[6 empty] | SGH antenna WR-28 | B121 |  | Standard gain horn Operation frequency: 26.5 -40GHz Antenna Gain: 20 dBi 3dB Beamwidth: 18 degree VSWR: 1.4 Antenna Port: WR-28 Waveguide |  |  | 1 |  | 26 | [8 empty] | 天線, 特別注意需包含支架
[6 empty] | RF cable set for R2 Feed-40GHz | B122 |  | RF Circult for dual polarization feed 2.92mm Connector 包含面板及天線所需之RF接頭 |  |  | 1 |  | 98
[6 empty] | K(M)-K(M)-70cm | 12-4691-070-KMKM |  |  |  |  | 2 |  | 16
[6 empty] | K(M)-K(M)-40cm | 12-4691-040-KMKM |  |  |  |  | 1 |  | 7
[6 empty] | 導波管軟管 WR-28 45cm | [5 empty] | 2 |  | 28
[6 empty] | WR-28 - 2.92mm 180度轉接頭 | 12-427V-2801 |  |  |  |  | 2 |  | 28
[6 empty] | 鎖板接頭 2.92mm (F) | 12-427W-1 |  |  |  |  | 3 |  | 13
[6 empty] | 同軸接頭 2.92mm (F) to 2.92mm (F) 90度 | 12-427W-4140R |  |  |  |  | 1 |  | 5
[6 empty] | 鎖板接頭 SMA (F) | 12-4275 |  |  |  |  | 1 |  | 1
[6 empty] | Rotary joint DC-40GHz 2.92mm (F) | B123 |  | Frequency range: DC-40GHz Connector: 2.92mm (F) Max. insertion Loss: 0.4dB@20GHz, 0.7dB@40GHz VSWR: 1.45:1@20GHz, 1.75:1@40GHz VSWR Wow: 1.05@20GHz, 1.1@40GHz Average power @ 1GHz: 50W Peak power@1GHz: 500W Max. DC current: 3A |  |  | 2 |  | 56
System Controller & Miscellaneous
[6 empty] | Touch IPC | B185 |  | CPU: Intel® Core™ i5-6300U RAM: 8GB Mointor: 15.6" P-Cap.Touch OS: Win7 English MS Excel included |  |  | 1 |  | 59
[6 empty] | GPIB-USB-HS+ | B183 |  | Brand: National Instruments I/O connector: GPIB to USB Type A |  |  | 1 |  | 20
[6 empty] | DUT positoner (R2) | B556 |  | Motion: Roll/ Azimuth Vertical loading: 2 kg Max. DUT size: 0.3 m Encoder accuracy: 0.1 degree Roll axis: Travel 0° - 360°, 5 - 20 RPM Azimuth axis: Travel 0° - 360°, 2 - 10 RPM DUT mount: Flange fixture |  |  | 1 |  | 0 | [8 empty] | 價格包含在隔離箱內
[6 empty] | 插座 | B189 |  | 插座位置: 轉桌盤面上 插座形式: RJ-45Giga x2, USB3.0 x2, DC2.1mm x2, ACx1 |  |  | 1 |  | 0 | [8 empty] | 價格包含在隔離箱內
[6 empty] | MS Excel | [5 empty] | 1 |  | 4
[6 empty] | 出貨包裝紙箱 | B251 |  | 外箱 580*495*328 仿 AB 楞，內箱 570*482*70 B 楞 |  |  | 1 |  | 0.996
[6 empty] | DUT Fixture (R2) | B565 |  | 平板形式治具 |  |  | 1 |  | 6
[6 empty] | SGH 校驗治具 (R2) | B565 |  | 標準天線專用治具 |  |  | 1 |  | 6
[6 empty] | Atenlab Logo 寬18cm | B255 |  | Atenlab 寬18cm |  |  | 2 |  | 1
R3 Small Size CATR OTA
R3 OTA Anechoic chamber
[6 empty] | 電波隔離室 3.2 x 2.5 x 2.5 | B112 |  | 外尺寸 3.2 x 2.5 x 2.5 m (±0.03m) |  |  | 1
[6 empty] | 電波隔離門 1.0 x 2.0 m 扇形 | B119 |  | 開口尺寸 1.0 x 2.0 m, 扇形電動上扣 |  |  | 1
[6 empty] | Access panel |  |  | 2" Waveguide tube for extension cable through included |  |  | 1 |  | 0
[6 empty] | 蜂巢網 | B119 |  | 開孔尺寸: 0.3 x 0.3 m |  |  | 2
[6 empty] | 照明 | B182 |  |  |  |  | 1
[6 empty] | 鐳射定位 | B186 |  |  |  |  | 1
[6 empty] | AC電源濾波器 30A | B115 |  | 220VAC 30A Insertion Loss: 100dB, 14KHz - 18GHz |  |  | 1
[6 empty] | RS-232 濾波器 | B115 |  | 耐電壓: 50V 耐電流: 200mA 工作溫度: -40到+85度C 隔離度: 85dB@6GHz 兩個一組(做成隧道盒) |  |  | 2
[6 empty] | RJ-45 100M/1000M 濾波器 | B115 |  | 標準RJ45 (8P8C) Port數: 2Port 耐電壓: 5V 耐電流: 150mA 工作溫度: -40到+85度C 隔離度: 85dB@6GHz 兩個一組(做成隧道盒) |  |  | 2
[6 empty] | USB 3.0 濾波器 | B115 |  | Port數: 2Port 耐電壓: 5V 耐電流: 2A 工作溫度: -40到+85度C 隔離度: 85dB@6GHz 兩個一組(做成隧道盒) |  |  | 2
[6 empty] | 監視系統 | B185 |  |  |  |  | 1
[6 empty] | OTA系列隔離門把手(鋁合金一體成型) | B563-O-A1 |  | 材質 : 5系列鋁合金, 960R圓弧, 鎖點中心孔距431mm (含所有配件與手動金屬飾板) |  |  | 1
Absorber
[6 empty] | 吸波材料 Atenlab 平板 EPP material | B113 |  | 品牌: Atenlab 外形尺寸: 2cm高,平板 EPP Foam material 底座尺吋尺寸: 30 x 30 cm |  |  | 60
[6 empty] | 吸波材料 Atenlab 2-inch EPP material | B113 |  | 品牌: Atenlab 外形尺寸: 5cm高,尖錐 EPP Foam material 底座尺吋尺寸: 30 x 30 cm |  |  | 440
R3 RF System
外部
[6 empty] | FL354 K(M)-K(M)-150cm | B122-B-38P38P981500S |  |  |  |  | 2 |  | 16.8 | [8 empty] | Panel 到 Switch
[6 empty] | RSF-085 K(M)-K(M)-20cm | [5 empty] | 1 |  | 1.5 | [8 empty] | Switch 到 放大器
[6 empty] | RSF-085 K(M)-K(M)-50cm | B122-B-38P38P25500T2 |  |  |  |  | 1 |  | 1.6 | [8 empty] | 放大器到網儀
[6 empty] | 被動路徑切換器 40GHz |  |  | Passive |  |  | 1 |  | 38.066
[6 empty] | 電源供應器(RD-85B) | B182-K-RD85B |  |  |  |  | 1 |  | 0.65
[6 empty] | 可程式控制器 (DVP14SS211R) | B183-T-DVP14SS211R |  |  |  |  | 1 |  | 1.78
[6 empty] | AC電源線 1.8M | B211-K-W9791 |  |  |  |  | 1 |  | 0.075
[6 empty] | 19 Ø 金屬開關 | B221-K-S8536 |  |  |  |  | 1 |  | 0.345
[6 empty] | AC電源濾波器 | B182-D-06AE2 |  |  |  |  | 1 |  | 0.441
[6 empty] | RF Switch SPDT (Radiall R585833200) 50 termination | B132-A-R585833200 |  |  |  |  | 1 |  | 24
[6 empty] | 組裝線141 SMA(M)-SMA(M) 20cm | B122-B-78P78P24200V3 |  |  |  |  | 2 |  | 0.7
[6 empty] | D型接頭-9PIN-F 免焊式 | B213-K-N10247 |  |  |  |  | 1 |  | 0.07
[6 empty] | 保險絲_3A(0217005) | B229-K-B7107 |  |  |  |  | 2 |  | 0.004
[6 empty] | 板金配件總成 | B561-C101-1 |  |  |  |  | 1 |  | 10
[6 empty] | 腳墊(PINGOOD S0904) | 腳墊(PINGOOD S0904) |  |  |  |  | 4 |  | 0.001
[6 empty] | LNA 26.5-40 GHz | B135 |  | Frequency range: 26.5 - 40 GHz Gain: 30 dB Noise figure: 3.0 dB P1dB: 10 dBm Damage RF input power: 0 dBm Voltage: 12 VDC DC current: 0.25 A Operation temperature: 0 - 50 degree C |  |  | 1
內部
[6 empty] | Rolled edge Reflector (R1/ R2/ R3) 0.6 x 0.6 m | B553 |  | 反射面大小: 0.6 x 0.6 m 邊緣處理: 捲邊式 (Rolled edge) 材質: 鋁合金 結構組成: 一體成型 表面精度: ?? 潰源方向: Corner feed 焦距直徑比: 0.5 |  |  | 1
[6 empty] | Fixture for R3 feed horn | B565 |  | 4 axis positioner: Polarization/ X/ Y/ Z Polarization: 0°/ 90° with accuracy 1° Z axis: Travel 0-50 mm with accuracy 1 mm Manual control the X/Y/Z axis for phase center Feed switch: Manual |  |  | 1
[6 empty] | Fixture for 0.6 x 0.6 m Reflector (R3) | B565 |  | Azimuth: Fixed Elevation: Fixed Manual control to align the reflector with quiet zone |  |  | 1
[6 empty] | Feed antenna WR-28 |  |  | Dual port feed horn Operation frequency: 24 -43.5GHz VSWR: 1.4 Antenna Port: WR-28 Waveguide |  |  | 1
[6 empty] | SGH antenna WR-28 | B121 |  | Standard gain horn Operation frequency: 26.5 -40GHz Antenna Gain: 20 dBi 3dB Beamwidth: 18 degree VSWR: 1.4 Antenna Port: WR-28 Waveguide |  |  | 1
[6 empty] | RF cable set for R3 Feed-40GHz | B122 |  | RF Circult for dual polarization feed 2.92mm Connector 包含面板及天線所需之RF接頭 |  |  | 1
[6 empty] | Rotary joint DC-40GHz 2.92mm (F) | B123 |  | Frequency range: DC-40GHz Connector: 2.92mm (F) Max. insertion Loss: 0.4dB@20GHz, 0.7dB@40GHz VSWR: 1.45:1@20GHz, 1.75:1@40GHz VSWR Wow: 1.05@20GHz, 1.1@40GHz Average power @ 1GHz: 50W Peak power@1GHz: 500W Max. DC current: 3A |  |  | 2
R3 System Controller & Miscellaneous
[6 empty] | Workstation Computer | B185-A-ACP4000MB |  | Workstation Controller & OS -CPU: Intel Core i5 Processor -OS: Windows 10 Pro 64 bit -Microsoft Excel -Hard Drive 500GB -RAM: 8GB -Microsoft mouse + keyboard |  |  | 1 |  | 31.5
[6 empty] | LCD monitor 24" |  |  | Diagonal Size: 24" Panel Type: TN Aspect Ratio: 16:9 Dimensions (WxDxH) - with stand: 21.9 x 7.1 x 16.6 in Input Connectors: HDMI, VGA Power Consumption: 25 Watt |  |  | 1
[6 empty] | PCI-GPIB+ | B183 |  | Brand: National Instruments I/O connector: GPIB to Universal PCI |  |  | 1
[6 empty] | DUT positoner (R3) | B556 |  | Motion: Roll/ Azimuth Vertical loading: 20 kg Max. DUT size: 0.6 m Encoder accuracy: 0.1 degree Roll axis: Travel 0° - 360°, 5 - 20 RPM Azimuth axis: Travel 0° - 360°, 2 - 10 RPM DUT mount: Flange fixture |  |  | 1
[6 empty] | 開關及插座 |  |  | 插座位置: Phi軸上 插座形式: RJ-45Giga x2, USB3.0 x2, ACx1 |  |  | 1
[6 empty] | DUT Fixture | B565 |  | 平板形式治具 |  |  | 1
[6 empty] | SGH 校驗治具 | B565 |  | 標準天線專用治具 |  |  | 1
[6 empty] | 儀器櫃 | [5 empty] | 1
[6 empty] | 出貨包裝紙箱 | B251 |  | 外箱 580*495*328 仿 AB 楞，內箱 570*482*70 B 楞 |  |  | 1 |  | 0.996
[6 empty] | Atenlab Logo 大的 | B255 |  | 大間暗室適用的 |  |  | 2
R6 Regular CATR OTA
R6 OTA Anechoic chamber
[6 empty] | 電波隔離室 9.7 x 4.4 x 3.4 m | B112 |  | 外尺寸 9.7 x 4.4 x 3.4 m (±0.03m) (側牆饋入) |  |  | 1
[6 empty] | 電波隔離門 1.5 x 2.0 m 扇形 | B119 |  | 開口尺寸 1.5 x 2.0 m, 扇形電動上扣 |  |  | 1
[6 empty] | Access panel |  |  | 2" Waveguide tube for extension cable through included |  |  | 1 |  | 0
[6 empty] | 蜂巢網 | B119 |  | 開孔尺寸: 0.3 x 0.3 m |  |  | 4
[6 empty] | 照明 | B182 |  |  |  |  | 3
[6 empty] | 鐳射定位 | B186 |  | 光束: 紅光 方向: X方向/ Z方向 |  |  | 1
[6 empty] | AC電源濾波器 100A | B115 |  | 220VAC 100A Insertion Loss: 100dB, 14KHz - 18GHz |  |  | 2
[6 empty] | RS-232 濾波器 | B115 |  | 耐電壓: 50V 耐電流: 200mA 工作溫度: -40到+85度C 隔離度: 85dB@6GHz |  |  | 2
[6 empty] | RJ-45 100M/1000M 濾波器 | B115 |  | 標準RJ45 (8P8C) Port數: 2Port 耐電壓: 5V 耐電流: 150mA 工作溫度: -40到+85度C 隔離度: 85dB@6GHz |  |  | 2
[6 empty] | USB 3.0 濾波器 | B115 |  | Port數: 2Port 耐電壓: 5V 耐電流: 2A 工作溫度: -40到+85度C 隔離度: 85dB@6GHz |  |  | 2
[6 empty] | OTA系列隔離門把手(鋁合金一體成型) | B563-O-A1 |  | 材質 : 5系列鋁合金, 960R圓弧, 鎖點中心孔距431mm (含所有配件與手動金屬飾板) |  |  | 1
[6 empty] | 監視系統 | B185 |  |  |  |  | 1
Absorber
[6 empty] | 吸波材料 Atenlab 12-inch EPP material | B113 |  | 品牌: Atenlab 外形尺寸: 30cm高,尖錐 EPP Foam material 底座尺吋尺寸: 60 x 60 cm |  |  | 540
[6 empty] | 吸波材料 SSA-050 5公分平板 黑色泡棉 | B113 |  | 品牌: 霖昱 外形尺寸: 5cm高,平板 黑色泡棉 底座尺吋尺寸: 60 x 60 cm |  |  | 95
[6 empty] | 吸波走道 1200X600X300(H) 黑色 | B113 |  | 1200X600X300(H) 吸波走道 黑 |  |  | 2
R6 RF System
外部
[6 empty] | FL354 K(M)-K(M)-150cm | B122-B-38P38P981500S |  |  |  |  | 2 |  | 16.8 | [8 empty] | Panel 到 Switch
[6 empty] | RSF-085 K(M)-K(M)-20cm | [5 empty] | 1 |  | 1.5 | [8 empty] | Switch 到 放大器
[6 empty] | RSF-085 K(M)-K(M)-50cm | B122-B-38P38P25500T2 |  |  |  |  | 1 |  | 1.6 | [8 empty] | 放大器到網儀
[6 empty] | 被動路徑切換器 40GHz |  |  | Passive |  |  | 1 |  | 38.066
[6 empty] | 電源供應器(RD-85B) | B182-K-RD85B |  |  |  |  | 1 |  | 0.65
[6 empty] | 可程式控制器 (DVP14SS211R) | B183-T-DVP14SS211R |  |  |  |  | 1 |  | 1.78
[6 empty] | AC電源線 1.8M | B211-K-W9791 |  |  |  |  | 1 |  | 0.075
[6 empty] | 19 Ø 金屬開關 | B221-K-S8536 |  |  |  |  | 1 |  | 0.345
[6 empty] | AC電源濾波器 | B182-D-06AE2 |  |  |  |  | 1 |  | 0.441
[6 empty] | RF Switch SPDT (Radiall R585833200) 50 termination | B132-A-R585833200 |  |  |  |  | 1 |  | 24
[6 empty] | 組裝線141 SMA(M)-SMA(M) 20cm | B122-B-78P78P24200V3 |  |  |  |  | 2 |  | 0.7
[6 empty] | D型接頭-9PIN-F 免焊式 | B213-K-N10247 |  |  |  |  | 1 |  | 0.07
[6 empty] | 保險絲_3A(0217005) | B229-K-B7107 |  |  |  |  | 2 |  | 0.004
[6 empty] | 板金配件總成 | B561-C101-1 |  |  |  |  | 1 |  | 10
[6 empty] | 腳墊(PINGOOD S0904) | 腳墊(PINGOOD S0904) |  |  |  |  | 4 |  | 0.001
[6 empty] | LNA 26.5-40 GHz | B135 |  | Frequency range: 26.5 - 40 GHz Gain: 30 dB Noise figure: 3.0 dB P1dB: 10 dBm Damage RF input power: 0 dBm Voltage: 12 VDC DC current: 0.25 A Operation temperature: 0 - 50 degree C |  |  | 1
內部
[6 empty] | Rolled edge Reflector (R6 TTC) 2.1 x 2.1 m | B553 |  | 反射面大小: 2.1 x 2.1 m 邊緣處理: 捲邊式 (Rolled edge) 材質: 鋁合金 結構組成: 一體成型 表面精度: ?? 潰源方向: Corner feed 焦距直徑比: 0.42 |  |  | 1
[6 empty] | Fixture for R6 feed horn | B565 |  | 4 axis positioner: Polarization/ X/ Y/ Z and Az X/ Z axis: Travel ±100mm with accuracy 0.1 mm Y axis: Travel ±450mm with accuracy 0.1 mm Az axis: Travel ±10∘with accuracy 0.1∘ Auto control for phase center Feed switch: Auto |  |  | 1
[6 empty] | Fixture for 2.1 x 2.1 m Reflector (R6) | B565 |  | 3 axis positioner: X-axis/ Azimuth/ Elevation X-axis: Travel ±210 mm Azimuth: Travel ±5 degree Elevation: Travel ±5 degree Manual control to align the reflector with quiet zone |  |  | 1
[6 empty] | Feed antenna WR-28 |  |  | Dual port feed horn Operation frequency: 24 -43.5GHz VSWR: 1.4 Antenna Port: WR-28 Waveguide |  |  | 1
[6 empty] | SGH antenna WR-28 | B121 |  | Standard gain horn Operation frequency: 26.5 -40GHz Antenna Gain: 20 dBi 3dB Beamwidth: 18 degree VSWR: 1.4 Antenna Port: WR-28 Waveguide |  |  | 1
[6 empty] | RF cable set for R6 Feed-40GHz |  |  | RF Circult for dual polarization feed 2.92mm Connector 包含面板及天線所需之RF接頭 |  |  | 1
[6 empty] | Rotary joint DC-40GHz 2.92mm (F) | B123 |  | Frequency range: DC-40GHz Connector: 2.92mm (F) Max. insertion Loss: 0.4dB@20GHz, 0.7dB@40GHz VSWR: 1.45:1@20GHz, 1.75:1@40GHz VSWR Wow: 1.05@20GHz, 1.1@40GHz Average power @ 1GHz: 50W Peak power@1GHz: 500W Max. DC current: 3A |  |  | 2
System Controller & Miscellaneous
[6 empty] | Workstation Computer | B185-A-ACP4000MB |  | Workstation Controller & OS -CPU: Intel Core i5 Processor -OS: Windows 10 Pro 64 bit -Microsoft Excel -Hard Drive 500GB -RAM: 8GB -Microsoft mouse + keyboard |  |  | 1 |  | 31.5
[6 empty] | LCD monitor 24" |  |  | Diagonal Size: 24" Panel Type: TN Aspect Ratio: 16:9 Dimensions (WxDxH) - with stand: 21.9 x 7.1 x 16.6 in Input Connectors: HDMI, VGA Power Consumption: 25 Watt |  |  | 1
[6 empty] | PCI-GPIB+ | B183 |  | Brand: National Instruments I/O connector: GPIB to Universal PCI |  |  | 1
[6 empty] | DUT positoner (R6) | B556 |  | 規格待定 |  |  | 1
[6 empty] | DUT Fixture | B565 |  | 平板形式治具 |  |  | 1
[6 empty] | SGH 校驗治具 | B565 |  | 標準天線專用治具 |  |  | 1
[6 empty] | 開關及插座 |  |  | 插座位置: Phi軸上 插座形式: RJ-45Giga x2, USB3.0 x2, ACx1 |  |  | 1
[6 empty] | 儀器櫃 | [5 empty] | 1
[6 empty] | 出貨包裝紙箱 | B251 |  | 外箱 580*495*328 仿 AB 楞，內箱 570*482*70 B 楞 |  |  | 1 |  | 0.996
[6 empty] | Atenlab Logo 大的 | B255 |  | 大間暗室適用的 |  |  | 2
1-評估 | 1 | 1 |  |  | #UNPARSEABLE | B52-硬體製成品(BOM) | B52 |  | 反射面、2G-110GHz、3m最大 |  |  | 18 | [6 empty] | 0 | 式 |  |  | 1. 準備文件8/30 2. 網站上線9/30 3. 開始拜訪台灣/中國/東南亞/美國12/31
1-評估 |  | Y |  |  | #UNPARSEABLE | B521-切換器 | B521 |  | 基本功能 |  |  | 9 | [6 empty] | 0 | 式 | [5 empty] | #DIVIDE BY ZERO | 1300000 | 1300000 | 100% | #UNPARSEABLE | #BLOCKED | 60000 | 60000 | 100%
[6 empty] | OTA Switching Box(Passive) | B521-A-OTASW-P | 2 | OTA被動,暗室外 A系列使用 |  |  | 1 |  | 48.0931
[6 empty] | RG-402/U SMA(M)-SMA(M) 20cm | B122-B-78P78P24200V7 | 3 |  |  |  | 1 |  | 0.33
[6 empty] | RF Switch SPDT (Radiall R570413000) | B132-M-R570413000 | 3 |  |  |  | 2 |  | 8.1
[6 empty] | 電源供應器(RD-85B) | B182-K-RD85B | 3 |  |  |  | 1 |  | 0.65
[6 empty] | AC電源濾波器 | B182-D-06AE2 | 3 |  |  |  | 1 |  | 0.441
[6 empty] | 可程式控制器 (DVP14SS211R) | B183-T-DVP14SS211R | 3 |  |  |  | 1 |  | 1.78
[6 empty] | 可程式控制器擴充機(DVP08SN11R) | B183-T-DVP08SN11R | 3 |  |  |  | 3 |  | 3.3
[6 empty] | AC電源線 1.8M | B211-K-W9791 | 3 |  |  |  | 1 |  | 0.075
[6 empty] | D型接頭-9PIN-F 免焊式 | B213-K-N10247 | 3 |  |  |  | 1 |  | 0.07
[6 empty] | 19 Ø 金屬開關 | B221-K-S8536 | 3 |  |  |  | 1 |  | 0.345
[6 empty] | 保險絲_3A(0217005) | B229-K-B7107 | 3 |  |  |  | 1 |  | 0.002
[6 empty] | 腳墊(PINGOOD S0904) | B229-P-S0904 | 3 |  |  |  | 1 |  | 0.0001
[6 empty] | 4U機殼板金配件總成(開發中) | B561-C101-1 | 3 |  |  |  | 1 |  | 15
[6 empty] | 備料 | B621-A- |  |  |  |  | 2 |  | 2
[6 empty] | 組裝 | B625-A- |  |  |  |  | 16 |  | 16
[6 empty] | OTA Passive Switching Unit(放暗室內,開發中) | B521-A-OTASW-P1 | 2 | OTA被動,暗室內 A系列使用 |  |  | 1 |  | 14.05
[6 empty] | RF Switch SPDT (Radiall R570413000) | B132-M-R570413000 | 3 |  |  |  | 1 |  | 4.05
[6 empty] | 備料 | B621-A- |  |  |  |  | 2 |  | 2
[6 empty] | 組裝 | B625-A- |  |  |  |  | 8 |  | 8
[6 empty] | OTA Switching Box(Active&Passive) | B521-A-OTASW-AP | 2 | OTA主被動,暗室外 A系列,M系列可用 |  |  | 1 |  | 86.6531
[6 empty] | RG-402/U SMA(M)-SMA(M) 20cm | B122-B-78P78P24200V7 | 3 |  |  |  | 3 |  | 0.99
[6 empty] | RF Switch SPDT (Radiall R570413000) | B132-M-R570413000 | 3 |  |  |  | 2 |  | 8.1
[6 empty] | RF Switch SP6T (Radiall R573403600) | B132-M-R573403600 | 3 |  |  |  | 1 |  | 21.8
[6 empty] | RF Switch SPDT (Radiall R570433000) | B132-M-R570433000 | 3 |  |  |  | 2 |  | 8.1
[6 empty] | 電源供應器(RD-85B) | B182-K-RD85B | 3 |  |  |  | 1 |  | 0.65
[6 empty] | AC電源濾波器 | B182-D-06AE2 | 3 |  |  |  | 1 |  | 0.441
[6 empty] | 可程式控制器 (DVP14SS211R) | B183-T-DVP14SS211R | 3 |  |  |  | 1 |  | 1.78
[6 empty] | 可程式控制器擴充機(DVP08SN11R) | B183-T-DVP08SN11R | 3 |  |  |  | 3 |  | 3.3
[6 empty] | AC電源線 1.8M | B211-K-W9791 | 3 |  |  |  | 1 |  | 0.075
[6 empty] | D型接頭-9PIN-F 免焊式 | B213-K-N10247 | 3 |  |  |  | 1 |  | 0.07
[6 empty] | 19 Ø 金屬開關 | B221-K-S8536 | 3 |  |  |  | 1 |  | 0.345
[6 empty] | 保險絲_3A(0217005) | B229-K-B7107 | 3 |  |  |  | 1 |  | 0.002
[6 empty] | 腳墊(PINGOOD S0904) | B229-P-S0904 | 3 |  |  |  | 1 |  | 0.0001
[6 empty] | 4U機殼板金配件總成(開發中) | B561-C101-1 | 3 |  |  |  | 1 |  | 15
[6 empty] | 備料 | B621-A- |  |  |  |  | 2 |  | 2
[6 empty] | 組裝 | B625-A- |  |  |  |  | 24 |  | 24
[6 empty] | OTA Switching Box(Active&Passive&Extender) | B521-A-OTASW-APE | 2 | OTA主被動+BT/Wifi/5G NR,暗室外 A系列,M系列可用 |  |  | 1 |  | 168.925
[6 empty] | RG-402/U SMA(M)-SMA(M) 20cm | B122-B-78P78P24200V7 | 3 |  |  |  | 11 |  | 3.63
[6 empty] | RF Switch SPDT (Radiall R570413000) | B132-M-R570413000 | 3 |  |  |  | 2 |  | 8.1
[6 empty] | RF Switch SP6T (Radiall R573403600) | B132-M-R573403600 | 3 |  |  |  | 1 |  | 21.8
[6 empty] | RF Switch SPDT (Radiall R570433000) | B132-M-R570433000 | 3 |  |  |  | 2 |  | 8.1
[6 empty] | 電源供應器(RD-85B) | B182-K-RD85B | 3 |  |  |  | 1 |  | 0.65
[6 empty] | AC電源濾波器 | B182-D-06AE2 | 3 |  |  |  | 1 |  | 0.441
[6 empty] | 可程式控制器 (DVP14SS211R) | B183-T-DVP14SS211R | 3 |  |  |  | 1 |  | 1.78
[6 empty] | 可程式控制器擴充機(DVP08SN11R) | B183-T-DVP08SN11R | 3 |  |  |  | 4 |  | 4.4
[6 empty] | AC電源線 1.8M | B211-K-W9791 | 3 |  |  |  | 1 |  | 0.075
[6 empty] | D型接頭-9PIN-F 免焊式 | B213-K-N10247 | 3 |  |  |  | 1 |  | 0.07
[6 empty] | 19 Ø 金屬開關 | B221-K-S8536 | 3 |  |  |  | 1 |  | 0.345
[6 empty] | 保險絲_3A(0217005) | B229-K-B7107 | 3 |  |  |  | 2 |  | 0.004
[6 empty] | 腳墊(PINGOOD S0904) | B229-P-S0904 | 3 |  |  |  | 4 |  | 0.004
[6 empty] | 4U機殼板金配件總成(開發中) | B561-C101-1 | 3 |  |  |  | 1 |  | 15
[6 empty] | 電源供應器(RS-50-12) | B182-K-RS5012 | 3 |  |  |  | 1 |  | 0.42
[6 empty] | RF Switch DPDT (Radiall R577433002) | B132-M-R577433002 | 3 |  |  |  | 1 |  | 10.746
[6 empty] | 衰減器BW-S3W5+ | B125-M-BW-S3W5+ | 3 |  |  |  | 2 |  | 3.24
[6 empty] | 鎖板接頭4角 SMA (F) to SMA(F) | B123-B-11 | 3 |  |  |  | 4 |  | 0.4
[6 empty] | RF功率放大器 ZVA-183W-S+ | B135-M-ZVA-183W-S+ | 3 |  |  |  | 1 |  | 48.2
[6 empty] | RF功率放大器 ZX60-83LN12+ | B135-M-ZX60-83LN12+ | 3 |  |  |  | 1 |  | 5.2
[6 empty] | RF Adaptor R/A SMA(M) to SMA(F) | B123-B-19 | 3 |  |  |  | 2 |  | 0.22
[6 empty] | RG-402/U SMA(M)-SMA(M) 30cm | B122-B-78P78P24300V7 | 3 |  |  |  | 5 |  | 2.1
[6 empty] | 備料 | B621-A- |  |  |  |  | 2 |  | 2
[6 empty] | 組裝 | B625-A- |  |  |  |  | 32 |  | 32
[6 empty] | M Antenna Switching Box(12 channels)-with passive | B521-A-SW-MAP12 | 2 | Vivaldi 天線(12路) H/V+被動,暗室內 M3,M4 使用 |  |  | 1 |  | 217.5594
[6 empty] | RG-402/U SMA(M)-SMA(M) 20cm | B122-B-78P78P24200V7 | 3 |  |  |  | 4 |  | 1.32
[6 empty] | RF Switch SPDT (Radiall R570413000) | B132-M-R570413000 | 3 |  |  |  | 2 |  | 8.094
[6 empty] | RF Switch SP6T(Radiall R574403600) | B132-A-R574403600 | 3 |  |  |  | 4 |  | 160.8
[6 empty] | 電源供應器(RD-125B) | B182-K-RD125B | 3 |  |  |  | 1 |  | 1.36
[6 empty] | AC電源濾波器 | B182-D-06AE2 | 3 |  |  |  | 1 |  | 0.441
[6 empty] | 可程式控制器 (DVP14SS211R) | B183-T-DVP14SS211R | 3 |  |  |  | 1 |  | 1.78
[6 empty] | 可程式控制器擴充機(DVP08SN11R) | B183-T-DVP08SN11R | 3 |  |  |  | 2 |  | 2.2
[6 empty] | AC電源線 1.8M | B211-K-W9791 | 3 |  |  |  | 1 |  | 0.075
[6 empty] | D型接頭-9PIN-M 免焊式 | B213-K-N10248 | 3 |  |  |  | 1 |  | 0.07
[6 empty] | D型接頭-9PIN-F 免焊式 | B213-K-N10247 | 3 |  |  |  | 1 |  | 0.07
[6 empty] | 19 Ø 金屬開關 | B221-K-S8536 | 3 |  |  |  | 1 |  | 0.345
[6 empty] | 保險絲_3A(0217005) | B229-K-B7107 | 3 |  |  |  | 2 |  | 0.004
[6 empty] | 腳墊(PINGOOD S0904) | B229-P-S0904 | 3 |  |  |  | 4 |  | 0.0004
[6 empty] | 4U機殼板金配件總成(開發中) | B561-C101-1 | 3 |  |  |  | 1 |  | 15
[6 empty] | 備料 | B621-A- |  |  |  |  | 2 |  | 2
[6 empty] | 組裝 | B625-A- |  |  |  |  | 24 |  | 24
[6 empty] | M Antenna Switching Box(11 channels)-extender | B521-A-SW-MAP11 | 2 | Vivaldi 天線(11路) H/V+被動,暗室內 M4 使用 |  |  | 1 |  | 205.2384
[6 empty] | RG-402/U SMA(M)-SMA(M) 20cm | B122-B-78P78P24200V7 | 3 |  |  |  | 6 |  | 1.98
[6 empty] | RF Switch SPDT (Radiall R570413000) | B132-M-R570413000 | 3 |  |  |  | 4 |  | 16.188
[6 empty] | RF Switch SP6T(Radiall R574403600) | B132-A-R574403600 | 3 |  |  |  | 4 |  | 160.8
[6 empty] | 可程式控制器擴充機(DVP08SN11R) | B183-T-DVP08SN11R | 3 |  |  |  | 2 |  | 2.2
[6 empty] | RS232-5M |  | 3 |  |  |  | 1
[6 empty] | D型接頭-9PIN-F 免焊式 | B213-K-N10247 | 3 |  |  |  | 1 |  | 0.07
[6 empty] | 腳墊(PINGOOD S0904) | B229-P-S0904 | 3 |  |  |  | 4 |  | 0.0004
[6 empty] | 4U機殼板金配件總成(開發中) | B561-C101-1 | 3 |  |  |  | 1 |  | 15
[6 empty] | 備料 | B621-A- |  |  |  |  | 1 |  | 1
[6 empty] | 組裝 | B625-A- |  |  |  |  | 8 |  | 8
[6 empty] | R2 Switching Box | B521-A-R2-40GHz | 2 | H/V切換,暗室外 R2 40GHz使用 |  |  | 1 |  | 93.3654
[6 empty] | UT-085C-FORM 2.92mm(M)-2.92mm(M) 20cm | B122-B-38P38P25300T1 | 3 |  |  |  | 2 |  | 10
[6 empty] | 電源供應器(RD-85B) | B182-K-RD85B | 3 |  |  |  | 1 |  | 0.65
[6 empty] | AC電源濾波器 | B182-D-06AE2 | 3 |  |  |  | 1 |  | 0.441
[6 empty] | RF Switch SPDT(Radiall R570813000) | 12-431U 尚未建立新品號 | 3 |  |  |  | 4 |  | 52.8
[6 empty] | 可程式控制器 (DVP14SS211R) | B183-T-DVP14SS211R | 3 |  |  |  | 1 |  | 1.78
[6 empty] | 可程式控制器擴充機(DVP08SN11R) | B183-T-DVP08SN11R | 3 |  |  |  | 2 |  | 2.2
[6 empty] | AC電源線 1.8M | B211-K-W9791 | 3 |  |  |  | 1 |  | 0.075
[6 empty] | D型接頭-9PIN-F 免焊式 | B213-K-N10247 | 3 |  |  |  | 1 |  | 0.07
[6 empty] | 19 Ø 金屬開關 | B221-K-S8536 | 3 |  |  |  | 1 |  | 0.345
[6 empty] | 保險絲_3A(0217005) | B229-K-B7107 | 3 |  |  |  | 2 |  | 0.004
[6 empty] | 腳墊(PINGOOD S0904) | B229-P-S0904 | 3 |  |  |  | 4 |  | 0.0004
[6 empty] | 4U機殼板金配件總成(開發中) | B561-C101-1 | 3 |  |  |  | 1 |  | 15
[6 empty] | 備料 | B621-A- |  |  |  |  | 2 |  | 2
[6 empty] | 組裝 | B625-A- |  |  |  |  | 8 |  | 8
[6 empty] | Throughput Switching Box(4 channels) | B521-A-OTASW-TP | 2 | 可程衰減器,隔離箱內 Throughput使用 |  |  | 1 |  | 226.0854
[6 empty] | RG 405U SMA(M)-SMA(M)-10cm | B122-B-78P78P25100U2 | 3 |  |  |  | 4 |  | 1.2
[6 empty] | RG 405U SMA(M)-SMA(M)-20cm | B122-B-78P78P25200U2 | 3 |  |  |  | 4 |  | 1.32
[6 empty] | Programmable Step attenuators_8494H8496H | B132-S-8494H8496H | 3 |  |  |  | 4 |  | 180
[6 empty] | 鎖板接頭4角 SMA (F) to SMA(F) | B123-B-11 | 3 |  |  |  | 8 |  | 0.8
[6 empty] | 電源供應器(RD-85B) | B182-K-RD85B | 3 |  |  |  | 1 |  | 0.65
[6 empty] | AC電源濾波器 | B182-D-06AE2 | 3 |  |  |  | 1 |  | 0.441
[6 empty] | 可程式控制器 (DVP14SS211R) | B183-T-DVP14SS211R | 3 |  |  |  | 1 |  | 1.78
[6 empty] | 可程式控制器擴充機(DVP08SN11R) | B183-T-DVP08SN11R | 3 |  |  |  | 2 |  | 2.2
[6 empty] | AC電源線 1.8M | B211-K-W9791 | 3 |  |  |  | 1 |  | 0.075
[6 empty] | D型接頭-9PIN-F 免焊式 | B213-K-N10247 | 3 |  |  |  | 1 |  | 0.07
[6 empty] | 19 Ø 金屬開關 | B221-K-S8536 | 3 |  |  |  | 1 |  | 0.345
[6 empty] | 保險絲_3A(0217005) | B229-K-B7107 | 3 |  |  |  | 2 |  | 0.004
[6 empty] | 腳墊(PINGOOD S0904) | B229-P-S0904 | 3 |  |  |  | 4 |  | 0.0004
[6 empty] | 4U機殼板金配件總成(開發中) | B561-C101-1 | 3 |  |  |  | 1 |  | 15
[6 empty] | Attenuator wiring circuit board | B566-P-TP | 3 |  |  |  | 0.06 |  | 4.2
[6 empty] | 備料 | B621-A- |  |  |  |  | 2 |  | 2
[6 empty] | 組裝 | B625-A- |  |  |  |  | 16 |  | 16
[6 empty] | Throughput Path Switching Box(4 channels) | B521-A-OTASW-TP-PH | 2 | AP切換,隔離箱內 Throughput使用 |  |  | 1 |  | 39.3
[6 empty] | RF Switch SPDT (Radiall R570413000) | B132-M-R570413000 | 3 |  |  |  | 4 |  | 16.8
[6 empty] | 客製路徑切換機殼總成 | B561-U-A21031A011A | 3 |  |  |  | 1 |  | 13.5
[6 empty] | 備料 | B621-A- |  |  |  |  | 1 |  | 1
[6 empty] | 組裝 | B625-A- |  |  |  |  | 8 |  | 8
1-評估 |  | Y |  |  | #UNPARSEABLE | B522-吸波材 | B522 |  | 基本功能 |  |  | 4 | [6 empty] | 0 | 式 | [5 empty] | #DIVIDE BY ZERO | 1300000 | 1300000 | 100% | #UNPARSEABLE | #BLOCKED | 60000 | 60000 | 100%
[6 empty] | Aten-3B EPP Absorber(48 pcs) | B522-A-3B-48 | 2 |  |  |  | 1 |  | 9.154 | [9 empty] | 9.154 |  | #DIVIDE BY ZERO |  | -9.154 | #DIVIDE BY ZERO | #UNPARSEABLE | #BLOCKED |  | -0.30513 | #DIVIDE BY ZERO
[6 empty] | Aten-3B EPP Flat Absorber | B552-B-3B | 3 | Flat absorber Size:30(L)x30(W)x3(H)cm Material:韓華15倍全導電EPP |  |  | 48 |  | 9.024 | [9 empty] | 9.024 |  | #DIVIDE BY ZERO |  | -9.024 | #DIVIDE BY ZERO | #UNPARSEABLE | #BLOCKED |  | -0.3008 | #DIVIDE BY ZERO
[6 empty] | 十大吸波材通用包裝紙箱 | B251-F-EPP | 3 | 內尺寸：67.4(L) x 62.4(W) x 36(H) cm 材質：瓦楞五層AB浪 |  |  | 1 |  | 0.13 | [8 empty] | Aten-3B-48片裝一箱 | 0.13 |  | #DIVIDE BY ZERO |  | -0.13 | #DIVIDE BY ZERO | #UNPARSEABLE | #BLOCKED |  | -0.0043333 | #DIVIDE BY ZERO
|  | Y |  |  | #UNPARSEABLE | Aten-6P EPP Absorber(32 pcs) | B522-A-6P-32 | 2 |  |  |  | 1 |  | 6.626 | [9 empty] | 6.626 |  | #DIVIDE BY ZERO | 1300000 | 1299993.374 | 100% | #UNPARSEABLE | #BLOCKED | 60000 | 59999.7791 | 100%
[6 empty] | Aten-6P EPP Absorber | B552-B-6P | 3 | Pyramidal absorber Size:30(L)x30(W)x6(H)cm Material:韓華15倍全導電EPP |  |  | 32 |  | 6.496
[6 empty] | 十大吸波材通用包裝紙箱 | B251-F-EPP | 3 | 內尺寸：67.4(L) x 62.4(W) x 36(H) cm 材質：瓦楞五層AB浪 |  |  | 1 |  | 0.13 | [8 empty] | Aten-6P-36片裝一箱
[5 empty] | A212.X | Aten-30P EPP Absorber(2 pcs) | B522-A-30P-2 | 2 |  |  |  | 1 |  | 3.7 | [23 empty] | #DIVIDE BY ZERO | #DIVIDE BY ZERO
[6 empty] | Aten-30P EPP Absorber | B552-U-30P | 3 | Pyramidal absorber Size:60(L)x60(W)x31(H)cm Material:韓華15倍全導電EPP |  |  | 2 |  | 3.57 | [8 empty] | 30P的轉桌收邊20pcs; Feed Stand遮蔽 20pcs | [14 empty] | #DIVIDE BY ZERO | #DIVIDE BY ZERO
[6 empty] | 十大吸波材通用包裝紙箱 | B251-F-EPP | 3 | 內尺寸：67.4(L) x 62.4(W) x 36(H) cm 材質：瓦楞五層AB浪 |  |  | 1 |  | 0.13 | [8 empty] | Aten-30P-2片裝一箱 | [14 empty] | #DIVIDE BY ZERO | #DIVIDE BY ZERO
[5 empty] | A212.X | Aten-60P EPP Absorber(1 pcs) | B522-A-60P-1 | 2 |  |  |  | 1 |  | 4.21 | [23 empty] | #DIVIDE BY ZERO | #DIVIDE BY ZERO
[6 empty] | Aten-60P EPP Absorber | B552-U-60P | 3 | Pyramidal absorber Size:60(L)x60(W)x59.5(H)cm Material:韓華15倍全導電EPP |  |  | 1 |  | 4.06 | [8 empty] | 9個尖錐跟1底座為一組，裝一箱 | [14 empty] | #DIVIDE BY ZERO | #DIVIDE BY ZERO
[6 empty] | 十大吸波材60P包裝紙箱 | B251-F-EPP-60 | 3 | 內尺寸: 70(L)x 62.4(W) x 47.6(H) cm 材質：瓦楞五層AB浪 |  |  | 1 |  | 0.15 | [23 empty] | #DIVIDE BY ZERO | #DIVIDE BY ZERO
0-未開 |  |  |  |  | A212.X | AB-X14-03 RF EPP Flatten Absorber -Material: Expandable Polypropylene -Frequency: 0.1 - 110GHz -Dimension: L30.0 x W30.0 x H3.0cm -RoHS & REACH Compliant | [7 empty] | 0 | [23 empty] | #DIVIDE BY ZERO | #DIVIDE BY ZERO
0-未開 |  |  |  |  | A212.X | AB-C1 Atenlab absorber Cap Cover -Material: Expandable Polypropylene -Dimension: L30.0 x W30.0 x H60.0cm -Fit for Atenlab AB-X12-30 EPP Absorber -Fit for Atenlab AB-X12-60 EPP Absorber | [7 empty] | 0 | [23 empty] | #DIVIDE BY ZERO | #DIVIDE BY ZERO
0-未開 |  |  |  |  | A212.X | AB-C21 White cap cover for EMC -Material: Expandable Polypropylene -Frequency: 0.4M - 40GHz -Dimension: L30.0 x W30.0 x H60.0cm | [7 empty] | 0 | [23 empty] | #DIVIDE BY ZERO | #DIVIDE BY ZERO
0-未開 |  |  |  |  | A212.X | AB-C8 Atenlab absorber Cap Cover -Material: Expandable Polypropylene -Dimension: L30.0 x W30.0 x H60.0cm -Flatten fitting surface for Ferrite cover | [7 empty] | 0 | [23 empty] | #DIVIDE BY ZERO | #DIVIDE BY ZERO
1-評估 |  | Y |  |  | #UNPARSEABLE | B523-天線 | B523 |  | 基本功能 |  |  | 5 | [6 empty] | 0 | 式 | [5 empty] | #DIVIDE BY ZERO | 1300000 | 1300000 | 100% | #UNPARSEABLE | #BLOCKED | 60000 | 60000 | 100%
1-評估 | [5 empty] | Link Antenna | B523-A-Link | 2 | 圓盤天線 直徑24cm |  |  | 1 |  | 1.63
[6 empty] | Link天線PCB板 | B566-P-Link | 3 |  |  |  | 1 |  | 0.59
[6 empty] | SMA PCB MOUNT JACK | B123-B-18 | 3 |  |  |  | 1 |  | 0.04
[6 empty] | 組裝 | B625-A- |  |  |  |  | 1 |  | 1
1-評估 | [5 empty] | Passive PCB Golden Antenna | B523-A-PCB-700M6G | 2 |  |  |  | 1 |  | 1.53
[6 empty] | 650MHz-6GHz天線PCB板 | B566-J-PCB02 | 3 |  |  |  | 1 |  | 0.45
[6 empty] | SMA Straight PCB Jack Flat Pin | B123-R-02 | 3 |  |  |  | 1 |  | 0.08
[6 empty] | 組裝 | B625-A- |  |  |  |  | 1 |  | 1
1-評估 | [5 empty] | Vivaldi Antenna | B523-A-PCB-700M6G | 2 |  |  |  | 1 |  | 3.4708
[6 empty] | SMA Straight PCB Jack Flat Pin | B123-R-01 | 3 |  |  |  | 1 |  | 0.085
[6 empty] | Rogers PCB 加工 | B566-H-Vivaldi | 3 |  |  |  | 1 |  | 1.5
[6 empty] | Vivaldi外殼總成 | B562-T-Vivaldi | 3 |  |  |  | 1 |  | 0.6417
[6 empty] | Diclad 880 PCB | B531-A-D880 | 2 |  |  |  | 1 |  | 1.2441
[6 empty] | WR-28 OMT 天線 | B523 | 2 |  |  |  | 1 |  | 110
[6 empty] | RF Adaptor WR-28-2.4mm(F) | B123 |  |  |  |  | 1 |  | 10
[6 empty] | WR-28 OMT | B565 |  |  |  |  | 1 |  | 50
[6 empty] | WR-28 Feed天線頭 | B565 |  |  |  |  | 1 |  | 50
[6 empty] | 高頻喇叭天線 |  | 2 |  |  |  | 1 |  | 0
1-評估 | 1 | 1 |  |  | #UNPARSEABLE | B53-半成品(BOM) | B53 |  | 反射面、2G-110GHz、3m最大 |  |  | 1 | [6 empty] | 0 | 式 |  |  | 1. 準備文件8/30 2. 網站上線9/30 3. 開始拜訪台灣/中國/東南亞/美國12/31
1-評估 | [5 empty] | B531-待分類 | B531 |  |  |  |  | 1
1-評估 | [5 empty] | Diclad 880 PCB | B531-A-D880 | 2 |  |  |  | 1 |  | 1.2441
[6 empty] | Diclad 880 | B229-R-D880 | 3 |  |  |  | 0.33 |  | 1.2441
1-評估 | 1 | 1 |  |  | #UNPARSEABLE | B54-升級製成品(BOM) (物料管理-新增) | B54 |  | 1.所有系統都需要開立製成品號碼 2.必須與報價單訂單號對應 3. 升級:U |  |  | 6 | [6 empty] | 0 | 式 |  |  | 1. 準備文件8/30 2. 網站上線9/30 3. 開始拜訪台灣/中國/東南亞/美國12/31
1-評估 | [5 empty] | B541-系統測試選配 | B541 |  |  |  |  | 3
1-評估 | [5 empty] | OTA Cellular | B541-A-AM Cellular | 1 |  |  |  | 1 |  | 140.7231
[6 empty] | GL200SC SMA(M)-SMA(M)-650cm | B553-B-78P78P006M5U3 | 3 |  |  |  | 2 |  | 15.4
[6 empty] | GL200SC SMA(M)-SMA(M)-250cm | B553-B-78P78P002M5U3 | 3 |  |  |  | 1 |  | 4.8
[6 empty] | GL200SC SMA(M)-SMA(M)-150cm | B553-B-78P78P001M5U3 | 3 |  |  |  | 6 |  | 20.4
[6 empty] | RF Adaptor N(M)-SMA(F) | B123-R-06 | 3 |  |  |  | 5 |  | 0.9
[6 empty] | GPIB Cable 1M | B211-E-GPIB-1M | 3 |  |  |  | 2 |  | 0.94
[6 empty] | Link Antenna | B523-A-Link | 2 |  |  |  | 1 |  | 1.63
[6 empty] | OTA Switching Box(Active&Passive) | B521-A-OTASW-AP | 2 |  |  |  | 1 |  | 86.6531
2-開發 | [5 empty] | 其它(虛設-費)待確認 | [7 empty] | 10
[6 empty] | OTA校驗費用-Reliability testing-Cellular | B627-A-B511-A-A6.RC |  |  |  |  | 2 |  | 10
1-評估 | [5 empty] | OTA Extender | B541-A-AM Extender | 1 |  |  |  | 1 |  | 199.215
[6 empty] | GL200SC SMA(M)-SMA(M)-150cm | B553-B-78P78P001M5U3 | 3 |  |  |  | 5 |  | 17
[6 empty] | RF Adaptor N(M)-SMA(F) | B123-R-06 | 3 |  |  |  | 4 |  | 0.72
[6 empty] | GPIB Cable 1M | B211-E-GPIB-1M | 3 |  |  |  | 2 |  | 0.94
[6 empty] | Link Antenna | B523-A-Link | 2 |  |  |  | 1 |  | 1.63
[6 empty] | OTA Switching Box(Active&Passive&Extender) | B521-A-OTASW-APE | 2 |  |  |  | 1 |  | 168.925
2-開發 | [5 empty] | 其它(虛設-費)待確認 | [7 empty] | 10
[6 empty] | OTA校驗費用-Reliability testing-Extender | B627-A-B511-A-A6.RE |  |  |  |  | 2 |  | 10
1-評估 | [5 empty] | M-Throughput-1.5 | B541-A-M Throughput | 1 |  |  |  | 1 |  | 434.5686
[6 empty] | Rainsun SPA-5 Absorber | B113-R-SPA-5 | 3 |  |  |  | 20 |  | 17.8
[6 empty] | Rainsun SSA-050 Flat | B113-R-SSA-050 | 3 |  |  |  | 80 |  | 39.2
[6 empty] | GL200SC SMA(M)-SMA(M)-650cm | B553-B-78P78P006M5U3 | 3 |  |  |  | 8 |  | 61.6
[6 empty] | M選配-水平環-1.5M | B565-L-XX,H-150 | 3 |  |  |  | 1 |  | 76
[6 empty] | Vivaldi Antenna | B523-A-PCB-700M6G | 2 |  |  |  | 4 |  | 13.8832
[6 empty] | Throughput Switching Box(4 channels) | B521-A-OTASW-TP | 2 |  |  |  | 1 |  | 226.0854
2-開發 | [5 empty] | B542-系統治具 選配(是否要製程還是開立B51自行去拉B557) | B542 |  |  |  |  | 3
[6 empty] | A Class 手機/筆電 治具 夾持治具 | B542-A-PN | 1 |  |  |  | 1 |  | 22.5
[6 empty] | 手持型夾持治具-7" | B557-U-A20000MJ31A | 3 |  |  |  | 1 |  | 4.5
[6 empty] | 筆電夾持治具-19" | B557-U-A20000MJ34A | 3 |  |  |  | 1 |  | 18
[6 empty] | A Class 平板/筆電 治具 夾持治具 | B542-A-FN | 1 |  |  |  | 1 |  | 31.5
[6 empty] | 平板夾持治具-13" | B557-U-A20000MJ32A | 3 |  |  |  | 1 |  | 13.5
[6 empty] | 筆電夾持治具-19" | B557-U-A20000MJ34A | 3 |  |  |  | 1 |  | 18
[6 empty] | A Class 手機/平板/筆電/人頭 治具 夾持治具 | B542-A-PFNH | 1 |  |  |  | 1 |  | 46
[6 empty] | 手持型夾持治具-7" | B557-U-A20000MJ31A | 3 |  |  |  | 1 |  | 4.5
[6 empty] | 平板夾持治具-13" | B557-U-A20000MJ32A | 3 |  |  |  | 1 |  | 13.5
[6 empty] | 筆電夾持治具-19" | B557-U-A20000MJ34A | 3 |  |  |  | 1 |  | 18
[6 empty] | 人頭夾持治具 *等跟廠商設計報價 | B557-U-商品編號 | 3 |  |  |  | 1 |  | 10
1-評估 | 1 | 1 |  |  | #UNPARSEABLE | B55-外包加工成品(可以交貨最終客戶) | B55 |  | 反射面、2G-110GHz、3m最大 |  |  | 20 | [6 empty] | 0 | 式 |  |  | 1. 準備文件8/30 2. 網站上線9/30 3. 開始拜訪台灣/中國/東南亞/美國12/31
|  | Y |  |  | #UNPARSEABLE | B551-SE隔離室(測試桌) | B551 |  | 基本功能 | [9 empty] | 0 | 式 | [5 empty] | #DIVIDE BY ZERO | 1300000 | 1300000 | 100% | #UNPARSEABLE | #BLOCKED | 60000 | 60000 | 100%
[5 empty] | #UNPARSEABLE | 開拓 | B551-K(廠商縮寫)-PONN | [30 empty] | #DIVIDE BY ZERO | #DIVIDE BY ZERO
[6 empty] | M3+電波隔離室 | B551-K-202201
[6 empty] | M5電波隔離室 | B551-K-211101
[6 empty] | 744 SAC Shielding | B551-K-211111
[6 empty] | 4X4X2.8隔離室 | B551-K-211121
[6 empty] | TP系統隔離箱 | B551-K-211191
1-評估 |  | Y |  |  | #UNPARSEABLE | B552-AB發泡產品 | B552 |  | 基本功能 | [9 empty] | 0 | 式 | [5 empty] | #DIVIDE BY ZERO | 1300000 | 1300000 | 100% | #UNPARSEABLE | #BLOCKED | 60000 | 60000 | 100%
[6 empty] | M-1.5-2D轉台EPS治具平台 | B552-E-M-1.5 |  |  |  |  | 1 |  | 37
[6 empty] | Aten-3B EPP Flat Absorber | B552-B-3B |  | Flat absorber Size:30(L)x30(W)x3(H)cm Material:韓華15倍全導電EPP |  |  | 1 |  | 0.188
[6 empty] | Aten-6P EPP Absorber | B552-B-6P |  | Pyramidal absorber Size:30(L)x30(W)x6(H)cm Material:韓華15倍全導電EPP |  |  | 1 |  | 0.203
[5 empty] | #UNPARSEABLE | Aten-30P EPP Absorber | B552-U-30P |  | Pyramidal absorber Size:60(L)x60(W)x31(H)cm Material:韓華15倍全導電EPP |  |  | 1 |  | 1.785 | [23 empty] | #DIVIDE BY ZERO | #DIVIDE BY ZERO
[6 empty] | Aten-60P EPP Absorber | B552-U-60P |  | Pyramidal absorber Size:60(L)x60(W)x59.5(H)cm Material:韓華15倍全導電EPP |  |  | 1 |  | 4.06 | [23 empty] | #DIVIDE BY ZERO | #DIVIDE BY ZERO
[5 empty] | #UNPARSEABLE | 禹泰 | B552-U-(商品號) | [30 empty] | #DIVIDE BY ZERO | #DIVIDE BY ZERO
[6 empty] | 未定分類方案 | [31 empty] | #DIVIDE BY ZERO | #DIVIDE BY ZERO
[5 empty] | #UNPARSEABLE | AB-X11 EPP Small Size Pyramid Absorber | B552-U-A212.X11 | [30 empty] | #DIVIDE BY ZERO | #DIVIDE BY ZERO
[5 empty] | #UNPARSEABLE | AB-X11-06 EPP Pyramid Absorber -Material: Expandable Polypropylene -Frequency: 1G - 80GHz -Dimension: L15.0 x W15.0 x H6.0cm -RoHS & REACH Compliant | B552-U-A212.X116 | [30 empty] | #DIVIDE BY ZERO | #DIVIDE BY ZERO
[5 empty] | #UNPARSEABLE | AB-X12 EPP Middle Size Pyramid Absorber | B552-U-A212.X12 | [30 empty] | #DIVIDE BY ZERO | #DIVIDE BY ZERO
[5 empty] | #UNPARSEABLE | AB-X12-30 EPP 30cm Height Pyramid Absorber -Material: Expandable Polypropylene -Frequency: 1G - 80GHz -Dimension: L30.0 x W30.0 x H30.0cm -RoHS & REACH Compliant | B552-U-A212.X123 | [30 empty] | #DIVIDE BY ZERO | #DIVIDE BY ZERO
[5 empty] | #UNPARSEABLE | AB-X13 EPP Large Size Pyramid Absorber | B552-U-A212.X13 | [30 empty] | #DIVIDE BY ZERO | #DIVIDE BY ZERO
[5 empty] | #UNPARSEABLE | AB-X14 EPP Flatten Absorber | B552-U-A212.X14 | [30 empty] | #DIVIDE BY ZERO | #DIVIDE BY ZERO
[5 empty] | #UNPARSEABLE | AB-X12-30 EPP 30cm Height Pyramid Absorber -Material: Expandable Polypropylene -Frequency: 1G - 80GHz -Dimension: L30.0 x W30.0 x H30.0cm -RoHS & REACH Compliant | B552-U-A212.X145 | [30 empty] | #DIVIDE BY ZERO | #DIVIDE BY ZERO
[5 empty] | #UNPARSEABLE | AB-X15 EPP Walkway Absorber | B552-U-A212.X15 | [30 empty] | #DIVIDE BY ZERO | #DIVIDE BY ZERO
[5 empty] | #UNPARSEABLE | 保佑(BILL) | B552-B | [30 empty] | #DIVIDE BY ZERO | #DIVIDE BY ZERO
[6 empty] | 未定分類方案 | [31 empty] | #DIVIDE BY ZERO | #DIVIDE BY ZERO
[5 empty] | #UNPARSEABLE | AB-X11 EPP Small Size Pyramid Absorber | B552-B-A212.X11 | [30 empty] | #DIVIDE BY ZERO | #DIVIDE BY ZERO
[5 empty] | #UNPARSEABLE | AB-X11-06 EPP Pyramid Absorber -Material: Expandable Polypropylene -Frequency: 1G - 80GHz -Dimension: L15.0 x W15.0 x H6.0cm -RoHS & REACH Compliant | B552-B-A212.X116 | [30 empty] | #DIVIDE BY ZERO | #DIVIDE BY ZERO
1-評估 |  | Y |  |  | #UNPARSEABLE | B553-RF被動元件 | B553 |  | 基本功能 |  |  | 9 | [6 empty] | 0 | 式 | [5 empty] | #DIVIDE BY ZERO | 1300000 | 1300000 | 100% | #UNPARSEABLE | #BLOCKED | 60000 | 60000 | 100%
[6 empty] | SMA Rotary Joint | B556-B-01 |  |  |  |  | 1 |  | 2.5 | [8 empty] | 7878VS500BD001B
[6 empty] | FL-410S SMA(M)-SMA(M)-Core-70cm | B553-B-78P78P95700S3 |  | 藍色RF線材-較軟+Core |  |  | 1 |  | 3.2 | [8 empty] | CA78P78P95700S3
[6 empty] | FL-410S SMA(M)-SMA(M)-Core-150cm | B553-B-78P78P951M5S3 |  | 藍色RF線材-較軟+Core |  |  | 1 |  | 5.3 | [8 empty] | CA78P78P951M5S3
[6 empty] | FL-410S SMA(M)-SMA(M)-Core-300cm | B553-B-78P78P953MS3 |  | 藍色RF線材-較軟+Core |  |  | 1 |  | 8.2 | [8 empty] | CA78P78P953MS3
[6 empty] | FL-410S SMA(M)-SMA(M)-80 cm | B553-B-78P78P95800S4 |  | 藍色RF線材-較軟 |  |  | 1 |  | 3.2 | [8 empty] | CA78P78P95800S4
[6 empty] | FL-410S SMA(M)-SMA(F)-150cm | B553-B-78P78J951M5S4 |  | 藍色RF線材-較軟 |  |  | 1 |  | 4 | [8 empty] | CA78P78J951M5S4
[6 empty] | GL200SC SMA(M)-SMA(M)-650cm | B553-B-78P78P006M5U3 |  | 黃色RF線材-偏硬 |  |  | 1 |  | 7.7 | [8 empty] | CA78P78P006M5U3
[6 empty] | GL200SC SMA(M)-SMA(M)-250cm | B553-B-78P78P002M5U3 |  | 黃色RF線材-偏硬 |  |  | 1 |  | 4.8 | [8 empty] | CA78P78P002M5U3
[6 empty] | GL200SC SMA(M)-SMA(M)-150cm | B553-B-78P78P001M5U3 |  | 黃色RF線材-偏硬 |  |  | 1 |  | 3.4 | [8 empty] | CA78P78P001M5U3
[5 empty] | #UNPARSEABLE | 中衛 | B553-J | [30 empty] | #DIVIDE BY ZERO | #DIVIDE BY ZERO
[5 empty] | #UNPARSEABLE | 反射面(2: QZ20/60 6:QZ60/200: | B553-J601-01 | [30 empty] | #DIVIDE BY ZERO | #DIVIDE BY ZERO
[5 empty] | #UNPARSEABLE | 勁倫(2:284 6:WR28 | B553-L | [30 empty] | #DIVIDE BY ZERO | #DIVIDE BY ZERO
[5 empty] | #UNPARSEABLE | Feed | B553-L561-01 | [30 empty] | #DIVIDE BY ZERO | #DIVIDE BY ZERO
5-報價 | [5 empty] | 益寧 | B553-E | [30 empty] | #DIVIDE BY ZERO | #DIVIDE BY ZERO
[6 empty] | Bowtie PCB 治具主件 | B553-E-601-01 | [30 empty] | #DIVIDE BY ZERO | #DIVIDE BY ZERO
[6 empty] | Bowtie PCB 治具邊框配件 | B553-E-602-02 | [30 empty] | #DIVIDE BY ZERO | #DIVIDE BY ZERO
[6 empty] | Vivaldi天線銜接治具 | B553-E-603-01 | [30 empty] | #DIVIDE BY ZERO | #DIVIDE BY ZERO
5-報價 | [5 empty] | 宇威 | B553-U | [30 empty] | #DIVIDE BY ZERO | #DIVIDE BY ZERO
[6 empty] | 客製化Mini-Bicon天線治具A20015MJ10A | B553-U-601-01
[6 empty] | M系列校驗底座(Ripple)-A21029P100A | B553-U-602-02
[6 empty] | LB-10125天線治具 | B563-A-LB10180MAC81
5-報價 |  |  |  |  | #UNPARSEABLE | 工元(2: WR284) | B555-K | [30 empty] | #DIVIDE BY ZERO | #DIVIDE BY ZERO
[5 empty] | #UNPARSEABLE | WR284 180D 旋轉接頭 | B555-K-521-01 | [30 empty] | #DIVIDE BY ZERO | #DIVIDE BY ZERO
5-報價 |  |  |  |  | #UNPARSEABLE | 勁倫 | B555-L | [30 empty] | #DIVIDE BY ZERO | #DIVIDE BY ZERO
[5 empty] | #UNPARSEABLE | OMT(Corrugated Conical Horn Antenna) | B555-L661-01 | [30 empty] | #DIVIDE BY ZERO | #DIVIDE BY ZERO
[5 empty] | #UNPARSEABLE | WR28-dual port feed antenna | B555-L101-01 | [30 empty] | #DIVIDE BY ZERO | #DIVIDE BY ZERO
5-報價 |  |  |  |  | #UNPARSEABLE | 帛江(1:18G沒有法蘭 2:40G沒有法蘭 5:18G法蘭 6:40G法蘭 | B556-B | [30 empty] | #DIVIDE BY ZERO | #DIVIDE BY ZERO
3-量產 |  |  |  |  | #UNPARSEABLE | 旋轉接頭 | B556-B111-01 | [30 empty] | #DIVIDE BY ZERO | #DIVIDE BY ZERO
1-評估 |  | Y |  |  | #UNPARSEABLE | B555-RF主動元件 | B555 |  | 基本功能 | [9 empty] | 0 | 式 | [5 empty] | #DIVIDE BY ZERO | 1300000 | 1300000 | 100% | #UNPARSEABLE | #BLOCKED | 60000 | 60000 | 100%
[6 empty] | Low noise amplifier-30dB | B555-R-500M18G |  |  |  |  | 1 |  | 81 | [9 empty] | 81 |  | #DIVIDE BY ZERO |  | -81 | #DIVIDE BY ZERO | #UNPARSEABLE | #BLOCKED |  | -2.7 | #DIVIDE BY ZERO
1-評估 |  | Y |  |  | #UNPARSEABLE | B556-AE自動化元件 | B556 |  | 基本功能 |  |  | 6 | [6 empty] | 0 | 式 | [5 empty] | #DIVIDE BY ZERO | 1300000 | 1300000 | 100% | #UNPARSEABLE | #BLOCKED | 60000 | 60000 | 100%
[6 empty] | OTA標準120cm 3D轉桌 | B556-U-75-120 |  |  |  |  | 1 |  | 341.3 | [9 empty] | 341.3 |  | #DIVIDE BY ZERO |  | -341.3 | #DIVIDE BY ZERO | #UNPARSEABLE | #BLOCKED |  | -11.3767 | #DIVIDE BY ZERO
[6 empty] | EMC 2M 2D轉台 | B556-K-KT.T2000 |  |  |  |  | 1 |  | 300 | [9 empty] | 300 |  | #DIVIDE BY ZERO |  | -300 | #DIVIDE BY ZERO | #UNPARSEABLE | #BLOCKED |  | -10 | #DIVIDE BY ZERO
[6 empty] | EMC 1.5M 2D轉台 | B556-K-KT.T1500 |  |  |  |  | 1 |  | 250 | [9 empty] | 250 |  | #DIVIDE BY ZERO |  | -250 | #DIVIDE BY ZERO | #UNPARSEABLE | #BLOCKED |  | -8.3333 | #DIVIDE BY ZERO
[6 empty] | 4M Bore-sight天線架 | B556-K-KT.BS4000 |  |  |  |  | 1 |  | 340 | [9 empty] | 340 |  | #DIVIDE BY ZERO |  | -340 | #DIVIDE BY ZERO | #UNPARSEABLE | #BLOCKED |  | -11.3333 | #DIVIDE BY ZERO
[6 empty] | 2M 水平Scan天線架 | B556-K-KT.A2000 |  |  |  |  | 1 |  | 190 | [9 empty] | 190 |  | #DIVIDE BY ZERO |  | -190 | #DIVIDE BY ZERO | #UNPARSEABLE | #BLOCKED |  | -6.3333 | #DIVIDE BY ZERO
[6 empty] | EMC轉台天線塔控制器 | B556-K-KT.C2 |  |  |  |  | 1 |  | 80 | [9 empty] | 80 |  | #DIVIDE BY ZERO |  | -80 | #DIVIDE BY ZERO | #UNPARSEABLE | #BLOCKED |  | -2.6667 | #DIVIDE BY ZERO
|  | Y |  |  | #UNPARSEABLE | 宇威 | B557-U |  | 基本功能 |  |  |  | #UNPARSEABLE | #UNPARSEABLE | #BLOCKED |  |  |  | 0 | 式 |  |  |  | #BLOCKED | #BLOCKED | #BLOCKED | 1300000 | #BLOCKED | #BLOCKED | #UNPARSEABLE | #BLOCKED | 60000 | #BLOCKED | #BLOCKED
[5 empty] | #UNPARSEABLE | AE-T1 2D Turntable | B557-U1 | [30 empty] | #DIVIDE BY ZERO | #DIVIDE BY ZERO
[5 empty] | #UNPARSEABLE | AE-T11 Simple type | B551-U11 | [30 empty] | #DIVIDE BY ZERO | #DIVIDE BY ZERO
[5 empty] | #UNPARSEABLE | 2021 A6轉桌簡易型總成 | B551-U11-A20028A000A1 | [30 empty] | #DIVIDE BY ZERO | #DIVIDE BY ZERO
[5 empty] | #UNPARSEABLE | AE-T12 Performance type | B551-U12 | [30 empty] | #DIVIDE BY ZERO | #DIVIDE BY ZERO
[5 empty] | #UNPARSEABLE | AE-T13 EMC 2D Turntable | B551-U13 | [30 empty] | #DIVIDE BY ZERO | #DIVIDE BY ZERO
[5 empty] | #UNPARSEABLE | AE-T14 Moveable type | B551-U14 | [30 empty] | #DIVIDE BY ZERO | #DIVIDE BY ZERO
[5 empty] | #UNPARSEABLE | AE-T19 Fixtures | B551-U19 | [30 empty] | #DIVIDE BY ZERO | #DIVIDE BY ZERO
5-報價 |  |  |  |  | #UNPARSEABLE | AE-T2 Antenna Tower | B557-U2 | [30 empty] | #DIVIDE BY ZERO | #DIVIDE BY ZERO
[6 empty] | EMC 2M手動天線架 | B557-U2-A20026A001A | [30 empty] | #DIVIDE BY ZERO | #DIVIDE BY ZERO
[6 empty] | EMC 2M單軸氣動天線架 | B557-U2-A20026A001A | [30 empty] | #DIVIDE BY ZERO | #DIVIDE BY ZERO
[6 empty] | 氣動天線塔控制器 | B557-U2-A20026MC00A | [30 empty] | #DIVIDE BY ZERO | #DIVIDE BY ZERO
[5 empty] | #UNPARSEABLE | AE-T29 Fixyires | B551-U29 | [30 empty] | #DIVIDE BY ZERO | #DIVIDE BY ZERO
[5 empty] | #UNPARSEABLE | AE-T3 OTA 3D Turntable | B557-U3 | [30 empty] | #DIVIDE BY ZERO | #DIVIDE BY ZERO
5-報價 |  | Y |  |  | #UNPARSEABLE | 愛爾恩 | B557-M |  | 基本功能 |  |  |  | #UNPARSEABLE | #UNPARSEABLE | #BLOCKED |  |  |  | 0 | 式 |  |  |  | #BLOCKED | #BLOCKED | #BLOCKED | 1300000 | #BLOCKED | #BLOCKED | #UNPARSEABLE | #BLOCKED | 60000 | #BLOCKED | #BLOCKED
[5 empty] | #UNPARSEABLE | 環形天線架(1-M1 / 2-M2./3-M3/4-M4.) | B557-M2 | [30 empty] | #DIVIDE BY ZERO | #DIVIDE BY ZERO
[5 empty] | #UNPARSEABLE | M1本體-1.5M | B557-M21-01 | [30 empty] | #DIVIDE BY ZERO | #DIVIDE BY ZERO
[5 empty] | #UNPARSEABLE | M4本體-2.0M | B557-M24-01 | [30 empty] | #DIVIDE BY ZERO | #DIVIDE BY ZERO
5-報價 |  | Y |  |  | #UNPARSEABLE | 日上 | B557-S |  | 基本功能 |  |  |  | #UNPARSEABLE | #UNPARSEABLE | #BLOCKED |  |  |  | 0 | 式 |  |  |  | #BLOCKED | #BLOCKED | #BLOCKED | 1300000 | #BLOCKED | #BLOCKED | #UNPARSEABLE | #BLOCKED | 60000 | #BLOCKED | #BLOCKED
[5 empty] | #UNPARSEABLE | R6 反射面天線架 | B557-S26 | [30 empty] | #DIVIDE BY ZERO | #DIVIDE BY ZERO
[5 empty] | #UNPARSEABLE | R6-2m(R6反射面支架) | B557-S26-01 | [30 empty] | #DIVIDE BY ZERO | #DIVIDE BY ZERO
1-評估 | [5 empty] | B557-綜合加工 (物料管理-Patrick新增) | B557 |  |  |  |  | 5
[6 empty] | 手持型夾持治具-7" | B557-U-A20000MJ31A |  |  |  |  | 1 |  | 4.5
[6 empty] | 平板夾持治具-13" | B557-U-A20000MJ32A |  |  |  |  | 1 |  | 13.5
[6 empty] | 筆電夾持治具-19" | B557-U-A20000MJ34A |  |  |  |  | 1 |  | 18
2-開發 | [5 empty] | 人頭夾持治具 *等跟廠商設計報價 | B557-U-商品編號 |  |  |  |  | 1 |  | 10
2-開發 | [5 empty] | 手挽手臂 固定治具 *等跟廠商設計報價 | B557-U-商品編號 |  |  |  |  | 1 |  | 10
1-評估 | 1 | 1 |  |  | #UNPARSEABLE | B56-外包零件加工成品(交貨零件) | B56 |  | 反射面、2G-110GHz、3m最大 |  |  | 22 | [6 empty] | 0 | 式 |  |  | 1. 準備文件8/30 2. 網站上線9/30 3. 開始拜訪台灣/中國/東南亞/美國12/31
1-評估 |  | Y |  |  | #UNPARSEABLE | B561-鈑金成品 | B561 |  | 基本功能 |  |  | 13 | [6 empty] | 0 | 式 | [5 empty] | #DIVIDE BY ZERO | 1300000 | 1300000 | 100% | #UNPARSEABLE | #BLOCKED | 60000 | 60000 | 100%
[6 empty] | A8(8/3.9/3.9)電波暗室 | B561-K-A8-844.0 |  |  |  |  | 1 |  | 980
[6 empty] | A6(6/3/3)電波暗室 | B561-K-A6-633.0 |  |  |  |  | 1 |  | 800
[6 empty] | A3(3.5/1.7/1.7)電波暗室 | B561-K-A3-422.0 |  |  |  |  | 1 |  | 390
[6 empty] | A2(1.2/0.8/0.8)電波暗室總成 | B561-U-A2-111.0 |  |  |  |  | 1 |  | 710
[6 empty] | M(4/4/4)電波暗室 | B561-K-M-444.0 |  |  |  |  | 1 |  | 700
[6 empty] | M(5/5/5)電波暗室 | B561-K-M-555.0 |  |  |  |  | 1 |  | 1050
[6 empty] | E2(8.0/4.2/4.0)半電波暗室 | B561-K-EMC-844-S |  |  |  |  | 1 |  | 1100
[6 empty] | E3(9.4/6.2/6.3)半電波暗室 | B561-K-EMC-966-S.0 |  |  |  |  | 1 |  | 2450
[6 empty] | E5(12/7.2/7.3)全電波暗室 | B561-K-EMC-1277-F.0 |  |  |  |  | 1 |  | 3000
[6 empty] | E1(6.4/3.0/3.0)電波隔離控制室 | B551-K-EMC-CR-S.0 |  |  |  |  | 1 |  | 700
[6 empty] | E1(3.0/3.0/3.0)電波隔離功放室 | B551-K-EMC-AR-S.0 |  |  |  |  | 1 |  | 450
[6 empty] | E1(3.0/2.0/3.0)電波隔離功放室 | B551-K-EMC-AR-S2.1 |  |  |  |  | 1 |  | 400
[6 empty] | OTA 3D轉桌鈑件總成 | B561-U-80-A3 |  | 盤面尺寸:直徑80cm 固定PHI軸模組 不含轉桌控制馬達模組 |  |  | 1 |  | 96 | [8 empty] | 跟坦聯雙軸控制模組結合安裝
5-報價 |  |  |  |  | #UNPARSEABLE | 采宏 | B561-C | [30 empty] | #DIVIDE BY ZERO | #DIVIDE BY ZERO
[5 empty] | #UNPARSEABLE | 路徑切換器 | B561-C1 | [30 empty] | #DIVIDE BY ZERO | #DIVIDE BY ZERO
[6 empty] | 其他 | B561-C-9
[5 empty] | #UNPARSEABLE | 板金機殼總成 | B561-C101-01 | [30 empty] | #DIVIDE BY ZERO | #DIVIDE BY ZERO
[6 empty] | 前板網版 | B561-C102-01
[6 empty] | 板金牆面封板 | B561-C91
[6 empty] | 板金牆面平板 | B561-C92
5-報價 | [5 empty] | 宇威 | B561-U
[6 empty] | 路徑切換器 | B561-U-1
[6 empty] | 客製2U板金機殼總成 | B561-U-11
[6 empty] | 客製TP衰減器機殼總成 | B561-U-12
[6 empty] | M1客製天線切換機殼總成 | B561-U-13
[6 empty] | FD2 | B561-U-2
[6 empty] | 客製FD2-Main板金機殼總成 | B561-U-21
[6 empty] | 客製FD2-Sub板金機殼總成 | B561-U-22
1-評估 |  | Y |  |  | #UNPARSEABLE | B562-塑膠射出成品 | B562 |  | 基本功能 |  |  | 1 | [6 empty] | 0 | 式 | [5 empty] | #DIVIDE BY ZERO | 1300000 | 1300000 | 100% | #UNPARSEABLE | #BLOCKED | 60000 | 60000 | 100%
[6 empty] | Vivaldi外殼總成 | B562-T-Vivaldi |  |  |  |  | 1 |  | 0.6417 | [23 empty] | #DIVIDE BY ZERO | #DIVIDE BY ZERO
5-報價 |  |  |  |  | #UNPARSEABLE | 坦亨 | B562-Ｔ | [30 empty] | #DIVIDE BY ZERO | #DIVIDE BY ZERO
[5 empty] | #UNPARSEABLE | 外殼 | B562-T1 | [30 empty] | #DIVIDE BY ZERO | #DIVIDE BY ZERO
[5 empty] | #UNPARSEABLE | VIVADI上殼與下殼 | B183-T101-01 | [30 empty] | #DIVIDE BY ZERO | #DIVIDE BY ZERO
1-評估 |  | Y |  |  | #UNPARSEABLE | B563-五金成品(隔離門門把) | B563 |  | 基本功能 |  |  | 1 | [6 empty] | 0 | 式 | [5 empty] | #DIVIDE BY ZERO | 1300000 | 1300000 | 100% | #UNPARSEABLE | #BLOCKED | 60000 | 60000 | 100%
[6 empty] | OTA系列隔離門把手(鋁合金一體成型) | B563-O-A1 |  | 十大平面門專用 |  |  | 1 |  | 6.2 | [9 empty] | 6.2 |  | #DIVIDE BY ZERO |  | -6.2 | #DIVIDE BY ZERO | #UNPARSEABLE | #BLOCKED |  | -0.20667 | #DIVIDE BY ZERO
5-報價 |  | Y |  |  | #UNPARSEABLE | 宇威 | B563-U |  | 基本功能 |  |  |  | #UNPARSEABLE | #UNPARSEABLE | #BLOCKED |  |  |  | 0 | 式 |  |  |  | #BLOCKED | #BLOCKED | #BLOCKED | 1300000 | #BLOCKED | #BLOCKED | #UNPARSEABLE | #BLOCKED | 60000 | #BLOCKED | #BLOCKED
[6 empty] | 正文毫米波產線客制化隔離箱 | B563-U101-01 | [18 empty] | #DIVIDE BY ZERO |  | 0 | #DIVIDE BY ZERO | #UNPARSEABLE | #BLOCKED |  | 0 | #DIVIDE BY ZERO
5-報價 | [5 empty] | 益寧 | B563-E | [18 empty] | #DIVIDE BY ZERO |  | 0 | #DIVIDE BY ZERO | #UNPARSEABLE | #BLOCKED |  | 0 | #DIVIDE BY ZERO
[6 empty] | Horn治具_35mm | B563-E-22mm | [18 empty] | #DIVIDE BY ZERO |  | 0 | #DIVIDE BY ZERO | #UNPARSEABLE | #BLOCKED |  | 0 | #DIVIDE BY ZERO
[6 empty] | Horn治具_22mm | B563-E-35mm | [18 empty] | #DIVIDE BY ZERO |  | 0 | #DIVIDE BY ZERO | #UNPARSEABLE | #BLOCKED |  | 0 | #DIVIDE BY ZERO
[6 empty] | 舊式濾波器面板加工件 | B563-E-RJ45panel | [18 empty] | #DIVIDE BY ZERO |  | 0 | #DIVIDE BY ZERO | #UNPARSEABLE | #BLOCKED |  | 0 | #DIVIDE BY ZERO
5-報價 | [5 empty] | 華日富 | B563-H | [18 empty] | #DIVIDE BY ZERO |  | 0 | #DIVIDE BY ZERO | #UNPARSEABLE | #BLOCKED |  | 0 | #DIVIDE BY ZERO
[6 empty] | WR-187-雙極化天線-SMA | B563-H-WR187 | [18 empty] | #DIVIDE BY ZERO |  | 0 | #DIVIDE BY ZERO | #UNPARSEABLE | #BLOCKED |  | 0 | #DIVIDE BY ZERO
[6 empty] | WR284-雙極化天線-SMA | B563-H-WR284 | [18 empty] | #DIVIDE BY ZERO |  | 0 | #DIVIDE BY ZERO | #UNPARSEABLE | #BLOCKED |  | 0 | #DIVIDE BY ZERO
[6 empty] | LPDA LF-天線支撐組件 | B563-S101-01 | [18 empty] | #DIVIDE BY ZERO |  | 0 | #DIVIDE BY ZERO | #UNPARSEABLE | #BLOCKED |  | 0 | #DIVIDE BY ZERO
[6 empty] | LPDA HF-天線支撐隔板 | B563-S102-01 | [18 empty] | #DIVIDE BY ZERO |  | 0 | #DIVIDE BY ZERO | #UNPARSEABLE | #BLOCKED |  | 0 | #DIVIDE BY ZERO
5-報價 | [5 empty] | 勁倫 | B563-J | [18 empty] | #DIVIDE BY ZERO |  | 0 | #DIVIDE BY ZERO | #UNPARSEABLE | #BLOCKED |  | 0 | #DIVIDE BY ZERO
[6 empty] | 手、胸模治具(安諾亞) | B563-J-211201 | [18 empty] | #DIVIDE BY ZERO |  | 0 | #DIVIDE BY ZERO | #UNPARSEABLE | #BLOCKED |  | 0 | #DIVIDE BY ZERO
1-評估 |  | Y |  |  | #UNPARSEABLE | B565-CNC成品 | B565 |  | 基本功能 |  |  | 4 | [6 empty] | 0 | 式 | [5 empty] | #DIVIDE BY ZERO | 1300000 | 1300000 | 100% | #UNPARSEABLE | #BLOCKED | 60000 | 60000 | 100%
[6 empty] | M本體-垂直環-1.5M | B565-L-XX,V-150 |  |  |  |  | 1 |  | 100
[6 empty] | M選配-水平環-1.5M | B565-L-XX,H-150 |  |  |  |  | 1 |  | 76
[6 empty] | WR-28 Feed天線頭 | B565 |  |  |  |  | 1 |  | 50
[6 empty] | WR-28 OMT | B565 |  |  |  |  | 1 |  | 50
[6 empty] | 勁倫 | B565-J
[6 empty] | 其他 | B565-J-9
[6 empty] | RCR安裝介面(TTC) | B565-J-91
1-評估 |  | Y |  |  | #UNPARSEABLE | B566-PCB成品 | B566 |  | 基本功能 |  |  | 3 | [6 empty] | 0 | 式 | [5 empty] | #DIVIDE BY ZERO | 1300000 | 1300000 | 100% | #UNPARSEABLE | #BLOCKED | 60000 | 60000 | 100%
[6 empty] | Link天線PCB板 | B566-P-Link |  |  |  |  | 1 |  | 0.59
[6 empty] | 650MHz-6GHz天線PCB板 | B566-J-PCB02 |  |  |  |  | 1 |  | 0.45
[6 empty] | Rogers PCB 加工 | B566-H-Vivaldi |  |  |  |  | 1 |  | 1.5
5-報價 | [5 empty] | 柏承 | B566-B | [30 empty] | #DIVIDE BY ZERO | #DIVIDE BY ZERO
[6 empty] | TPYE C 洗板 | B566-B-Type C
5-報價 | [5 empty] | 閎邦 | B566-H | [30 empty] | #DIVIDE BY ZERO | #DIVIDE BY ZERO
[6 empty] | Rogers 加工 (Vivaldi antenna) | B616-H101-01
|  | Y |  |  | #UNPARSEABLE | B567-保麗龍加工 | B567 |  | 基本功能 |  |  |  | #UNPARSEABLE | #UNPARSEABLE | #BLOCKED |  |  |  | 0 | 式 |  |  |  | #BLOCKED | #BLOCKED | #BLOCKED | 1300000 | #BLOCKED | #BLOCKED | #UNPARSEABLE | #BLOCKED | 60000 | #BLOCKED | #BLOCKED
[6 empty] | B568-複合材成品 | B568
[6 empty] | 60cm 反射面 | B568
[6 empty] | 120cm 反射面 | B568
[6 empty] | 210cm 反射面 | B568
[6 empty] | 270cm 反射面 | B568
| 1 | 1 |  |  | #UNPARSEABLE | B58-模具 | B58 |  | 反射面、2G-110GHz、3m最大 | [9 empty] | 0 | 式 |  |  | 1. 準備文件8/30 2. 網站上線9/30 3. 開始拜訪台灣/中國/東南亞/美國12/31
|  | Y |  |  | #UNPARSEABLE | B581-吸波材 | B581 |  | 基本功能 |  |  | 1 | #UNPARSEABLE | #UNPARSEABLE | #BLOCKED |  |  |  | 0 | 式 |  |  |  | #BLOCKED | #BLOCKED | #BLOCKED | 1300000 | #BLOCKED | #BLOCKED | #UNPARSEABLE | #BLOCKED | 60000 | #BLOCKED | #BLOCKED
|  | Y |  |  | #UNPARSEABLE | B582-保麗龍白蓋 | B582 |  | 基本功能 |  |  | 1 | #UNPARSEABLE | #UNPARSEABLE | #BLOCKED |  |  |  | 0 | 式 |  |  |  | #BLOCKED | #BLOCKED | #BLOCKED | 1300000 | #BLOCKED | #BLOCKED | #UNPARSEABLE | #BLOCKED | 60000 | #BLOCKED | #BLOCKED
1-評估 | 1 | 4 |  |  | #UNPARSEABLE | B6-費用 | B6 |  | 專案負責人與研發人 |  |  | 20
3-量產 | 1 | 1 |  |  | #UNPARSEABLE | B61-專案工費 | B61 |  |  |  |  | 1 | [6 empty] | 0 | 式
3-量產 | [5 empty] | 備料 (B611-A-BXXX.AXXX/單位天數.單價5,000) | B611
[6 empty] | OTA待料費用(場勘,施工會議,製令程序,板金物料檢驗) | B621-A-B511-A-A6 |  |  |  |  | 7 |  | 35
|  | Y |  |  | #UNPARSEABLE | 工程費(施工、安裝、搬遷、加工費、校驗費、 租賃費) | B612 |  | 基本功能 |  |  | 1 | [6 empty] | 0 | 式 | [5 empty] | #DIVIDE BY ZERO | 1300000 | 1300000 | 100% | #UNPARSEABLE | #BLOCKED | 60000 | 60000 | 100%
|  | Y |  |  | #UNPARSEABLE | 出差費 | B613 |  | 基本功能 |  |  | 1 | [6 empty] | 0 | 式 | [5 empty] | #DIVIDE BY ZERO | 1300000 | 1300000 | 100% | #UNPARSEABLE | #BLOCKED | 60000 | 60000 | 100%
|  | Y |  |  | #UNPARSEABLE | 進出口(運費+保險費+產證) | B615 |  | 基本功能 |  |  | 1 | [6 empty] | 0 | 式 | [5 empty] | #DIVIDE BY ZERO | 1300000 | 1300000 | 100% | #UNPARSEABLE | #BLOCKED | 60000 | 60000 | 100%
|  | Y |  |  | #UNPARSEABLE | 交際顧問費((委外設計..)) | B617 |  | 基本功能 |  |  | 1 | [6 empty] | 0 | 式 | [5 empty] | #DIVIDE BY ZERO | 1300000 | 1300000 | 100% | #UNPARSEABLE | #BLOCKED | 60000 | 60000 | 100%
|  | Y |  |  | #UNPARSEABLE | 其他 | B619 |  | 基本功能 |  |  | 1 | [6 empty] | 0 | 式 | [5 empty] | #DIVIDE BY ZERO | 1300000 | 1300000 | 100% | #UNPARSEABLE | #BLOCKED | 60000 | 60000 | 100%
3-量產 | 1 | 1 |  |  | #UNPARSEABLE | B62- 製造工費(內部不發包,預估製成品人工時間金額) | B62 |  |  |  |  | 1 | [6 empty] | 0 | 式
3-量產 | [5 empty] | 備料 (B621-A-BXXX.AXXX/單位天數.單價5,000) | B621
[6 empty] | SWITCHING BOX組裝備料(製令程序,入料檢驗) | B621-A-B511-A-A6 | [6 empty] | 0
3-量產 | [5 empty] | 包裝費(單位1000/H) | B622
[6 empty] | OTA打包費用(內部打包出貨) | B622-A-B511-A-A6 |  |  |  |  | 2 |  | 2
3-量產 | [5 empty] | 監工(B623-A-BXXX.AXXX/月單價50,000..重點行程) | B623
[6 empty] | OTA監工費用(開工,內封板,配電,吸波材) | B623-A-B511-A-A6 |  |  |  |  | 1 |  | 50
3-量產 | [5 empty] | 組裝(B625-A-BXXX.XXX/ 蓋括..重點程序書 5,000/天) | B625
3-量產 | [5 empty] | 校驗(B627-A-BXXX.XXX/ 蓋括..重點校驗報告 5,000/天) | B627
[6 empty] | OTA校驗費用-SE | B627-A-B511-A-A6.SE |  |  |  |  | 1 |  | 5
[6 empty] | OTA校驗費用-Path Loss | B627-A-B511-A-A6.PL |  |  |  |  | 1 |  | 5
[6 empty] | OTA校驗費用-Reliability testing-Passive | B627-A-B511-A-A6.RP |  |  |  |  | 1 |  | 5
[6 empty] | OTA校驗費用-Reliability testing-Cellular | B627-A-B511-A-A6.RC |  |  |  |  | 2 |  | 10
[6 empty] | OTA校驗費用-Reliability testing-Extender | B627-A-B511-A-A6.RE |  |  |  |  | 2 |  | 10
3-量產 | [5 empty] | 品保(製品)(B628-A-BXXX.XXX/ 蓋括..重點確認出貨報告 5,000/天) | B628
3-量產 | [5 empty] | 獎金(開發維護)(一個基數/1000元) | B626
3-量產 | 1 | 1 |  |  | #UNPARSEABLE | B63-營業費用 | B63(B63X-X-年度+次數(1>Z) |  |  |  |  | 1 | [6 empty] | 0 | 式
3-量產 |  | Y |  |  | #UNPARSEABLE | 租賃保險費 | B631 |  | 基本功能 |  |  | 1 | [6 empty] | 0 | 式 | [5 empty] | #DIVIDE BY ZERO | 1300000 | 1300000 | 100% | #UNPARSEABLE | #BLOCKED | 60000 | 60000 | 100%
[6 empty] | 晶復吸波材保險費-21113-曜捷 | [19 empty] | #DIVIDE BY ZERO |  | 0 | #DIVIDE BY ZERO | #UNPARSEABLE | #BLOCKED |  | 0 | #DIVIDE BY ZERO
[6 empty] | Emits_自製天線出貨保險費-20110-曜捷 | [19 empty] | #DIVIDE BY ZERO |  | 0 | #DIVIDE BY ZERO | #UNPARSEABLE | #BLOCKED |  | 0 | #DIVIDE BY ZERO
[6 empty] | 驊陞出口保險費-XXXX-曜捷 | [19 empty] | #DIVIDE BY ZERO |  | 0 | #DIVIDE BY ZERO | #UNPARSEABLE | #BLOCKED |  | 0 | #DIVIDE BY ZERO
[6 empty] | CIF新加坡保險-9237-曜捷 | [19 empty] | #DIVIDE BY ZERO |  | 0 | #DIVIDE BY ZERO | #UNPARSEABLE | #BLOCKED |  | 0 | #DIVIDE BY ZERO
3-量產 |  | Y |  |  | #UNPARSEABLE | 修繕(維修 保養) | B633 |  | 基本功能 |  |  | 1 | [6 empty] | 0 | 式 | [5 empty] | #DIVIDE BY ZERO | 1300000 | 1300000 | 100% | #UNPARSEABLE | #BLOCKED | 60000 | 60000 | 100%
|  | Y |  |  | #UNPARSEABLE | 廣告(交際 印刷 捐贈 會費) | B635 |  | 基本功能 |  |  | 1 | [6 empty] | 0 | 式 | [5 empty] | #DIVIDE BY ZERO | 1300000 | 1300000 | 100% | #UNPARSEABLE | #BLOCKED | 60000 | 60000 | 100%
3-量產 | [5 empty] | 工研院 | B622-I
5-報價 |  |  |  |  | #UNPARSEABLE | ITRI(1-隔離度) | B622-I1 | [30 empty] | #DIVIDE BY ZERO | #DIVIDE BY ZERO
[5 empty] | #UNPARSEABLE | EMC 場地 6個點 7個頻率 | B622-I101-01 | [30 empty] | #DIVIDE BY ZERO | #DIVIDE BY ZERO
3-量產 | [5 empty] | 高詮 | B622-3
5-報價 | [5 empty] | RCR光學量測(高詮) | B622-31
[6 empty] | 2.1m RCR光學量測(高詮) | B622-3101-01
[6 empty] | ETC | B622-E
[6 empty] | Bowtie Antenna 測試頻率:100MHz-700MHz | B622-E-201101
3-量產 |  | Y |  |  | #UNPARSEABLE | 什支 | B639 |  | 基本功能 |  |  | 1 | [6 empty] | 0 | 式 | [5 empty] | #DIVIDE BY ZERO | 1300000 | 1300000 | 100% | #UNPARSEABLE | #BLOCKED | 60000 | 60000 | 100%
|  | Y |  |  | #UNPARSEABLE | 勞務費(委外設計 顧問費) | B637 |  | 基本功能 |  |  | 1 | [6 empty] | 0 | 式 | [5 empty] | #DIVIDE BY ZERO | 1300000 | 1300000 | 100% | #UNPARSEABLE | #BLOCKED | 60000 | 60000 | 100%
5-報價 |  |  |  |  | #UNPARSEABLE | 承盛 | B621-C | [30 empty] | #DIVIDE BY ZERO | #DIVIDE BY ZERO
[5 empty] | #UNPARSEABLE | TTC 月份，每週至少現場2次， 差旅費已包含 | B621-C101-01 | [30 empty] | #DIVIDE BY ZERO | #DIVIDE BY ZERO
5-報價 | [5 empty] | 田維鈞 | B621-T | [30 empty] | #DIVIDE BY ZERO | #DIVIDE BY ZERO
[6 empty] | PCB 線損模擬 | B621-T101-01
3-量產 | 1 | 1 |  |  | #UNPARSEABLE | 2021之前 | B63 |  |  |  |  | 1 | [6 empty] | 0 | 式
3-量產 | 1 | 1 |  |  | #UNPARSEABLE | B64-維修費 | B64 |  |  |  |  | 1 | [6 empty] | 0 | 式
3-量產 | 1 | 1 |  |  | #UNPARSEABLE | B65-業務費 | B65 |  |  |  |  | 1 | [6 empty] | 0 | 式
|  | Y |  |  | #UNPARSEABLE | B651-交際費 | B631 |  | 基本功能 |  |  | 1 | #UNPARSEABLE | #UNPARSEABLE | #BLOCKED |  |  |  | 0 | 式 |  |  |  | #BLOCKED | #BLOCKED | #BLOCKED | 1300000 | #BLOCKED | #BLOCKED | #UNPARSEABLE | #BLOCKED | 60000 | #BLOCKED | #BLOCKED
[6 empty] | B652-規費 | B632
[6 empty] | B653-出差費 | B633
3-量產 | 1 | 1 |  |  | #UNPARSEABLE | B68-非專案費用 | B68 |  |  |  |  | 1 | [6 empty] | 0 | 式
3-量產 | 1 | 1 |  |  | #UNPARSEABLE | B69-其他專案費用 | B69 |  |  |  |  | 1 | [6 empty] | 0 | 式
3-量產 | 1 | 1 |  |  | #UNPARSEABLE | B691-可退還金 | B691 |  |  |  |  | 1 | [6 empty] | 0 | 式
1-評估 | 2 | 5 |  |  | #UNPARSEABLE | B8-資產(資產編號) | B8 |  | 管理部 |  |  | 1 | [6 empty] | 0 | set
1-評估 | 1 | 1 |  |  | #UNPARSEABLE | 軟體 | B81 |  |  |  |  | 1 | [6 empty] | 0 | 式
[5 empty] | #UNPARSEABLE | 工程繪圖 | B811 |  | 基本功能 |  |  | 1 | #UNPARSEABLE | #UNPARSEABLE | #BLOCKED |  |  |  | 0 | 式 |  |  |  | #BLOCKED | #BLOCKED | #BLOCKED | 1300000 | #BLOCKED | #BLOCKED | #UNPARSEABLE | #BLOCKED | 60000 | #BLOCKED | #BLOCKED
[5 empty] | #UNPARSEABLE | 廠商 | B811-S- | [30 empty] | #DIVIDE BY ZERO | #DIVIDE BY ZERO
Solidworks
| 1 | 1 |  |  | #UNPARSEABLE | 電磁模擬 | B812 |  |  |  |  | 1 | [6 empty] | 0 | 式 |  |  | 1. 準備文件8/30 2. 網站上線9/30 3. 開始拜訪台灣/中國/東南亞/美國12/31
[5 empty] | #UNPARSEABLE | 廠商 | B812- | [30 empty] | #DIVIDE BY ZERO | #DIVIDE BY ZERO
CST
1-評估 | 1 | 1 |  |  | #UNPARSEABLE | 系統設備 | B82 |  |  |  |  | 1 | [6 empty] | 0 | 式
5-報價 |  |  |  |  | #UNPARSEABLE | 821校驗設備 | B821
1-評估 | 1 | 1 |  |  | #UNPARSEABLE | 辦公室資產(桌椅..NB..交通) | B83 |  |  |  |  | 1 | [6 empty] | 0 | 式
5-報價 |  |  |  |  | #UNPARSEABLE | 電腦 UPS等相關 | B831
0-未開 |  |  |  |  | #UNPARSEABLE | 其他 | B9 | [15 empty] | With Quotation
r
[6 empty] | Commodity-Reference |  |  | ww
[5 empty] | Commodity | System Solution[Sean] | A1 |  |  |  |  | 1 | [6 empty] | 0 | 式 | [5 empty] | 0%
2-開發 | 1 | 1 |  |  | A1 | A Series(OTA)[Sean] | A11 |  |  |  |  | 1 | [6 empty] | 0 | 式 |  |  | 1. 準備文件8/30 2. 網站上線9/30 3. 開始拜訪台灣/中國/東南亞/美國12/31
[5 empty] | A11 | A Series data base | A11Z |  | 品項資料庫 |  |  | 1 | [6 empty] | 0 | set
[5 empty] | A11Z | Temp section | Temp section |  | 暫時留著 |  |  | 1 | [6 empty] | 0 | set
[5 empty] | A11Z | 火災煙霧探測器(DET-BS03) | 12-1417 |  | 型號:DET-BS03 電源:9V 電池壽命:3年(鹼性電池)或7年(鋰電池) 靈敏度:2.16±0.99%/FT 尺寸:直徑110.6mm x 高47mm 操作環境溫度:0°C~55°C |  |  | 1 |  | 350 | 350 |  |  |  | 0 | set |  |  | 目前為開拓代購
[5 empty] | A11Z | OTA小把手 | 12-3262 |  | OTA小把手 HW-464 480L |  |  | 1 |  | 4400 | 4400 |  |  |  | 0 | set
[5 empty] | A11Z | 螢光雙切開關總成 Panasonic(GLATIMA系列) | 12-3414 |  | 材質:鋁合金材質毛絲面表面處理 |  |  | 1 |  | 1261 | 1261 |  |  |  | 0 | set |  |  | 目前為開拓代購
[5 empty] | A11Z | 藍芽無線開關總成 | 12-3415-01A |  | 電壓:110V~240VAC 接收頻率:433.92MHz 遙控距離:50M |  |  | 1 |  | 3120 | 3120 |  |  |  | 0 | set |  |  | 目前為開拓代購
[5 empty] | A11Z | 單束光纖導管1.1M | 12-3455 |  | 單束光纖導管1.1M |  |  | 1 |  | 7200 | 7200 |  |  |  | 0 | set |  |  | 目前為開拓代購
[5 empty] | A11Z | LED光源機 | 12-3456 |  | 白光 約150W鹵素燈亮度 |  |  | 1 |  | 11000 | 11000 |  |  |  | 0 | pcs |  |  | 目前為開拓代購
[5 empty] | A11Z | A6 電波隔離室 | 12-4436 |  | 外尺寸: 長626 x 寬321 x 高311 cm |  |  | 1 |  | 922500 | 922500 |  |  |  | 0 | set |  |  | 錯的，需要更正
[5 empty] | A11Z | A6電波隔離室(華碩專用) | 12-4436-01A |  | 外尺寸: 長6160x 寬3060 x 高3160 mm |  |  | 1 |  | 890000 | 890000 |  |  |  | 0 | set
[5 empty] | A11Z | A6-C_電波隔離室 | 12-4436-C |  | 外尺寸: 長6200 x 寬2600 x 高2600 mm |  |  | 1 |  | 870000 | 870000 |  |  |  | 0 | set
[5 empty] | A11Z | A6-S_電波隔離室 | 12-4436-S |  | 外尺寸: 長5300 x 寬2600x 高2600 mm |  |  | 1 |  | 850000 | 850000 |  |  |  | 0 | set
[5 empty] | A11Z | A3電波隔離室(2017版) | 12-4437 |  | 外尺寸: 長3500 x 寬1700 x 高1700 mm |  |  | 1 |  | 280000 | 280000 |  |  |  | 0 | set
[5 empty] | A11Z | A8-標準電波隔離室 | 12-4438-01A |  | - 0.45 - 6.5GHz - 8.2 X 3.9 X 4.1 (L/W/H) |  |  | 1 |  | 1100000 | 1100000 |  |  |  | 0 | set |  |  | ERP上的規格與現在不符
[5 empty] | A11Z | FS-50-NRL | 12-4511 |  | 50mm平板 610 x 610 |  |  | 1 |  | 1006 | 1006 |  |  |  | 0 | pcs |  |  | 數量需要確認，
[5 empty] | A11Z | VHP-12 | 12-4524 |  | 12吋尖錐 610 x 610 |  |  | 1 |  | 1734 | 1734 |  |  |  | 0 | pcs |  |  | 數量需要確認，數量已包含切圓的四片
[5 empty] | A11Z | VHP-18-NRL | 12-4525 |  | 18吋尖錐 610 x 610 |  |  | 1 |  | 2324 | 2324 |  |  |  | 0 | pcs |  |  | 數量需要確認，
[5 empty] | A11Z | VHP-26 | 12-4528 |  | 26吋尖錐 610 x 610 |  |  | 1 |  | 3191 | 3191 |  |  |  | 0 | pcs |  |  | 數量需要確認，
[5 empty] | A11Z | OTA系列隔離門把手(鋁合金一體成型) | 12-5244-01A |  | 材質 : 5系列鋁合金, 960R圓弧, 鎖點中心孔距431mm (含所有配件與手動金屬飾板) |  |  | 1 |  | 6000 | 6000 |  |  |  | 0 | set
[5 empty] | A11Z | FRP走道&踏台-PART A | 12-5321-01A |  |  |  |  | 1 |  | 14400 | 14400 |  |  |  | 0 | set
[5 empty] | A11Z | FRP走道&踏台-PART B | 12-5321-02A |  |  |  |  | 1 |  | 10600 | 10600 |  |  |  | 0 | set
[5 empty] | A11Z | FRP走道&踏台-PART C | 12-5321-03A |  |  |  |  | 1 |  | 7680 | 7680 |  |  |  | 0 | set
[5 empty] | A11Z | A6 FRP格柵走道總成 | 12-5321-05A |  | A6 FRP走道&踏台-PART C |  |  | 1 |  | 12550 | 12550 |  |  |  | 0 | set |  |  | 目前為開拓代購
[5 empty] | A11Z | A6-S FRP格柵走道總成 | 12-5321-06A |  |  |  |  | 1 |  | 12550 | 12550 |  |  |  | 0 | set
[5 empty] | A11Z | A6 FRP格柵走道(華碩專用) | 12-5321-09A |  | 尺寸: 長1193x 寬1193 x 高240 mm |  |  | 1 |  | 7680 | 7680 |  |  |  | 0 | set
[5 empty] | A11Z | LPS system | 12-5818-A |  | -XY axis adjustable -Z axis rotatable -90° laser level (5mW) -1.4 megapixel CMOS sensor w/ 9mm, f1.4 lens |  |  | 1 |  | 29290 | 29290 |  |  |  | 0 | set
[5 empty] | A11Z | 卡點西德電腦割字Atenlab A8 | 13-3137 |  | Atenlab_寬60cm，A8_寬30cm |  |  | 1 |  | 350 | 350 |  |  |  | 0 | set
[5 empty] | A11Z | 卡點西德電腦割字Atenlab A6 | 13-3138 |  | Atenlab_寬60cm，A6_寬30cm |  |  | 1 |  | 350 | 350 |  |  |  | 0 | set |  |  | 目前為開拓代購 一個為備品以防貼壞
[5 empty] | A11Z | 卡點西德電腦割字Atenlab A3 | 13-3139 |  | Atenlab_寬60cm，A3_寬30cm |  |  | 1 |  | 350 | 350 |  |  |  | 0 | pcs
[5 empty] | A11Z | Temp section | Temp section |  | 暫時留著 |  |  | 1 | [6 empty] | 0 | set
[5 empty] | A11Z | Double-ridged horn antenna (700M-18GHz) | 12-4116 |  | -Operation frequency: 0.7 to 18 GHz -Connector: N-Type (F) -Impedance: 50 Ohm -Maximum continuous power: 500 watts -Pattern type: Directional -Polarization: Linear -VSWR: 2 (Average) -Gain: 3-18 dBi -FBR: 10-35 dB -Dimension (W/H/D): 24.2 x 18.7 x 29.0cm -Weight: 1.6 kg |  |  | 1 |  | 31000 | 31000 |  |  |  | 0 | pcs
[5 empty] | A11Z | 雙極化號角量測天線_450MHz~6GHz | 12-4121 |  | -適用頻率：450MHz~6GHz |  |  | 1 |  | 75000 | 75000 |  |  |  | 0 | pcs
[5 empty] | A11Z | 雙極化天線700MHz-6GHz(FT) | 12-4124 |  | HR-07M06G05-NF |  |  | 1 |  | 50000 | 50000 |  |  |  | 0 | pcs
[5 empty] | A11Z | SMA Rotary Joint(P3-5196G3) | 12-4211 |  | 345C Rotary Joint(DC~18G) SMA(F)-SMA(F) |  |  | 1 |  | 12547 | 12547 |  |  |  | 0 | pcs
[5 empty] | A11Z | 高頻接頭90度SMA(M)-SMA(F/RA)_53_SMA-50-0-51/199_NE | 12-4272 |  | 品牌: H+S, 規格: SMA(M)-SMA(F/RA) |  |  | 1 |  | 1825 | 1825 |  |  |  | 0 | pcs
[5 empty] | A11Z | 高頻鎖板接頭_N(F)-N(F)_34-N-50-0-1/133-NE | 12-4273 |  | 品牌: H+S, 規格: N(F) - N(F) |  |  | 1 |  | 490 | 490 |  |  |  | 0 | pcs
[5 empty] | A11Z | 前置放大器 EMC051835BE | 12-432H |  | Frequency Range 500MHz to 18GHz Gain (dB,Min) : 35 dB Connectors :SMA Female 含輸入電源接地檢測迴路 |  |  | 1 |  | 125000 | 125000 |  |  |  | 0 | pcs
[5 empty] | A11Z | 前置放大器 EMC184040SE | 12-432I |  | Frequency Range : 18GHz-40GHz Gain (dB,Min) : 40 Connector type : 2.92mm (Female) 含輸入電源接地檢測迴路含外掛式製具與電源線 |  |  | 1 |  | 220000 | 220000 |  |  |  | 0 | pcs
[5 empty] | A11Z | 吸波走道 VHP-12-FL (37cm (H) with 61cm x 61cm base) | 12-4532-05 |  | WAVASORB VHP-12-FL Walkway absorber: 37cm (H) with 61cm x 61cm base, techncial performance refers to EB-105 technical bulletin |  |  | 1 |  | 9664 | 9664 |  |  |  | 0 | pcs
[5 empty] | A11Z | 高頻電纜 EW0420 250cm N-Type(M)/RA - SMA(M)/RA | 12-4632-250 |  |  |  |  | 1 |  | 7000 | 7000 |  |  |  | 1 | pcs
[5 empty] | A11Z | 高頻電纜 EW0420 40cm N(M) - PC3.5(M) | 12-4633-040 |  | EW0420 40cm N(M) - PC3.5(M) |  |  | 1 |  | 4400 | 4400 |  |  |  | 0 | pcs
[5 empty] | A11Z | 高頻電纜 EW0420 60cm N(M) - PC3.5(M) | 12-4633-060 |  | EW0420 60cm N(M) - PC3.5(M) |  |  | 1 |  | 4400 | 4400 |  |  |  | 0 | pcs
[5 empty] | A11Z | 高頻電纜 EW0420 150cm N-Type(M) - PC3.5(M) | 12-4633-150 |  | EW0420 150cm N-Type(M) - PC3.5(M) |  |  | 1 |  | 4200 | 4200 |  |  |  | 0 | pcs
[5 empty] | A11Z | 高頻電纜 EW0420 150cm PC3.5(M) -SMA(M)/RA | 12-4635-150 |  | EW0420 150cm PC3.5(M) - SMA/RA |  |  | 1 |  | 6030 | 6030 |  |  |  | 0 | pcs
[5 empty] | A11Z | 高頻電纜 EW0420 100cm PC3.5(M) - PC3.5(M) | 12-4636-100 |  |  |  |  | 1 |  | 5300 | 5300 |  |  |  | 1 | pcs
[5 empty] | A11Z | 高頻電纜 EW0420 150cm PC3.5(M)-PC3.5(M) | 12-4636-150 |  | EW0420 150cm PC3.5(M)-PC3.5(M) |  |  | 1 |  | 6030 | 6030 |  |  |  | 0 | pcs
[5 empty] | A11Z | 高頻電纜 EW0420 200cm PC3.5(M) - PC3.5(M) | 12-4636-200 |  | EW0420 200cm PC3.5(M) - PC3.5(M) |  |  | 1 |  | 7000 | 7000 |  |  |  | 0 | pcs
[5 empty] | A11Z | 高頻電纜 EW0420 40cm PC3.5(M) - PC3.5(M) | 12-4636-40 |  | EW0420 40cm PC3.5(M) - PC3.5(M) |  |  | 1 |  | 4050 | 4050 |  |  |  | 0 | pcs
[5 empty] | A11Z | 高頻電纜 EW0420 60cm PC3.5(M) - PC3.5(M) | 12-4636-60 |  | EW0420 60cm PC3.5(M) - PC3.5(M) |  |  | 1 |  | 4400 | 4400 |  |  |  | 0 | pcs
[5 empty] | A11Z | 高頻電纜 EW0420 PC3.5(M)-SMA(M)R/A-110cm with core | 12-4637-110 |  | EW0420 PC3.5(M)-SMA(M)R/A-110cm with core |  |  | 1 |  | 4600 | 4600 |  |  |  | 0 | pcs
[5 empty] | A11Z | 高頻電纜 EW0420 PC3.5(M)-SMA(M)R/A-220cm with core | 12-4637-220 |  | EW0420 PC3.5(M)-SMA(M)R/A-220cm with core |  |  | 1 |  | 5600 | 5600 |  |  |  | 0 | pcs
[5 empty] | A11Z | 高頻電纜 EW0420 N(M)-N(M)/RA-250cm | 12-4639-250 |  | EW0420 N(M)-N(M)/RA-250cm |  |  | 1 |  | 7140 | 7140 |  |  |  | 0 | pcs
[5 empty] | A11Z | 高頻電纜 EW0420 250cm N(M)/RA-N(M)/RA | 12-463A-250 |  |  |  |  | 1 |  | 7000 | 7000 |  |  |  | 1 | pcs
[5 empty] | A11Z | 高頻電纜0427_550cm SMA(M) - SMA(M) | 12-463C-550 |  | 線型 : 0427 接頭: SMA(M)-SMA(M) 長度: 5500mm |  |  | 1 |  | 13300 | 13300 |  |  |  | 0 | pcs
[5 empty] | A11Z | 高頻電纜 0427 450cm N(M)-N(M) | 12-463F-450 |  | 0427 450cm N(M)-N(M) |  |  | 1 |  | 3600 | 3600 |  |  |  | 0 | pcs
[5 empty] | A11Z | 高頻電纜 0427 700cm N(M)-N(M) | 12-463F-700 |  | 0427 700cm N(M)-N(M) |  |  | 1 |  | 2500 | 2500 |  |  |  | 0 | pcs
[5 empty] | A11Z | 高頻電纜 0427 210cm N(M)-SMA(M) | 12-463G-210 |  | 0427 210cm N(M)-SMA(M) |  |  | 1 |  | 2100 | 2100 |  |  |  | 0 | pcs
[5 empty] | A11Z | 高頻電纜 0427 600cm N(M)-SMA(M) | 12-463G-600 |  | 600cm N(M)-SMA(M) |  |  | 1 |  | 2200 | 2200 |  |  |  | 0 | pcs
[5 empty] | A11Z | 高頻電纜 EW0420 N-Type(M)/RA - PC3.5(M)-150cm | 12-463Q-150 |  |  |  |  | 1 |  | 6000 | 6000 |  |  |  | 1 | pcs
[5 empty] | A11Z | 高頻電纜 EW0420 200cm N-Type(M)/RA-PC3.5(M) | 12-463Q-200 |  | EW0420 200cm N-Type(M)/RA - PC3.5(M) |  |  | 1 |  | 7000 | 7000 |  |  |  | 0 | pcs
[5 empty] | A11Z | 高頻電纜 EW0420 250cm N-Type(M)/RA - PC3.5(M) | 12-463Q-250 |  |  |  |  | 1 |  | 7000 | 7000 |  |  |  | 1 | pcs
[5 empty] | A11Z | 高頻電纜 EW0420 250cm SMA(M)/RA - N(M) | 12-463R-250 |  | EW0420 250cm SMA(M)/RA - N(M) |  |  | 1 |  | 5400 | 5400 |  |  |  | 0 | pcs
[5 empty] | A11Z | 高頻電纜 UltraFlex 0307 PC3.5(M)-PC3.5(M)-40cm With Core | 12-463U-040 |  | UltraFlex 0307 40cm PC3.5(M)- PC3.5(M) With Core |  |  | 1 |  | 2500 | 2500 |  |  |  | 0 | pcs
[5 empty] | A11Z | 高頻電纜 UltraFlex 0307 SMA(M)-SMA(M)-60cm With Core | 12-463U-060 |  | UltraFlex 0307 60cm SMA(M)-SMA(M) With Core |  |  | 1 |  | 3000 | 3000 |  |  |  | 0 | pcs
[5 empty] | A11Z | 被動路徑切換器 | 15-3111 |  | 工作頻率 : 400~6000 MHz |  |  | 1 |  | 53212 | 53212 |  |  |  | 0 | set
[5 empty] | A11Z | OTA Switching Box (Active&Passive) | 15-3121 |  | -Frequency: 400 ~ 6000 MHz -Path: TRP、TIS、Passive -Support up to 6 communication tester -Dynamic extender for link RX included |  |  | 1 |  | 103212 | 103212 |  |  |  | 0 | set
[5 empty] | A11Z | ‘ | 15-3131-C |  | 工作頻率: 2.4 and 5.5 GHz |  |  | 1 |  | 112752 | 112752 |  |  |  | 0 | set
[5 empty] | A11Z | LTE CA 1U路徑切換器 | 15-3151-01A |  | 工作頻率: 650MHz and 3.8 GHz |  |  | 1 |  | 38025 | 38025 |  |  |  | 0 | set
[5 empty] | A11Z | 1U-MANUAL路徑切換器 舊版(2014) | 15-3192-A |  | 工作頻率 : 400~6000 MHz |  |  | 1 |  | 11315 | 11315 |  |  |  | 0 | set
[5 empty] | A11Z | 通訊天線組700-3000 MHz | 15-4111 |  | 700-3000 MHz |  |  | 1 |  | 1050 | 1050 |  |  |  | 0 | set
[5 empty] | A11Z | Quad-ridged horn antenna (1.4-18GHz) 沒有這種天線 |  |  | -Operation frequency: 1.4 to 18 GHz -Connector: N-Type (F) -Impedance: 50 Ohm -Maximum continuous power: 500 watts -Pattern type: Directional -Polarization: Linear -VSWR: 2 (Average) -Gain: 0-18 dBi -FBR: 10-35 dB -Dimension (W/H/D): TBD cm -Weight: TBD kg |  |  | 1 |  | 100000 | 100000 |  |  |  | 0 | pcs
[5 empty] | A11Z | Quad-ridged horn antenna (0.7-10GHz) |  |  | -Operation frequency: 0.7 to 10 GHz -Connector: SMA (F) -Impedance: 50 Ohm -Maximum continuous power: 50 watts -Pattern type: Directional -Polarization: Linear -VSWR: 2 (Average) -Gain: 11 dBi (typ.) -FBR: 10-35 dB -Dimension (W/H/D): 31/31/41 cm -Weight: 5 kg |  |  | 1 |  | 100000 | 100000 |  |  |  | 0 | pcs
[5 empty] | A11Z | Quad-ridged horn antenna (6-24.5GHz) |  |  | -Operation frequency: 6 to 24.5 GHz -Connector: SMA (F) -Impedance: 50 Ohm -Maximum continuous power: 25 watts -Pattern type: Directional -Polarization: Linear -VSWR: 2.5 (Average) -Gain: 14 dBi |  |  | 1 |  | 100000 | 100000 |  |  |  | 0 | pcs
[5 empty] | 12-4511 | Quad-ridged horn antenna (2-18GHz) |  |  | -Operation frequency: 2 to 18 GHz -Connector: SMA (F) -Impedance: 50 Ohm -Maximum continuous power: 25 watts -Pattern type: Directional -Polarization: Linear -VSWR: 2 (Average) -Gain: 13 dBi （typ.) -FBR: 10-35 dB -Dimension (W/H/D): 14/14/20 cm -Weight: 0.7 kg |  |  | 1 |  | 100000 | 100000 |  |  |  | 0 | pcs
[5 empty] | A11Z | 客製化天線架 (品號還沒建) |  |  | 客製化規格 |  |  | 1 |  | 25000 | 25000 |  |  |  | 0 | pcs
[6 empty] | RSE路徑切換器 | [7 empty] | 100000 | 100000
[5 empty] | A11Z | Temp section | Temp section |  | 暫時留著 |  |  | 1 | [6 empty] | 0 | set
[5 empty] | A11Z | GPIB介面控制卡 | 12-1211 |  | PCI-GPIB |  |  | 1 |  | 19000 | 19000 |  |  |  | 0 | pcs
[5 empty] | A11Z | Advantech Industry Computer(ACP-4000MB) | 12-1234 |  | 廠牌 : 研華 型號 : AIMB-701G2 主機板 : AIMB-701G2-00A1E CPU :2CORE I3-3220(G) RAM : 4G HDD : 500G OS : Win7 Pro" |  |  | 1 |  | 28000 | 28000 |  |  |  | 0 | set
[5 empty] | A11Z | 電腦螢幕 24吋 | 12-1254-01A |  | 廠牌 : PHILIP 型號 : 246V5LHAB D-Sub/DVI/HDMI 三輸入介面 1920x1080 Full HD高解析 壁掛式設計 |  |  | 1 |  | 3980 | 3980 |  |  |  | 0 | set
[5 empty] | A11Z | WT1821S-MB - 導軌型溫濕度採樣模塊/溫濕度傳感器採集模塊 | 12-1432 |  | WT1821S-MB 傳輸 : RS-232 |  |  | 1 |  | 1350 | 1350 |  |  |  | 0 | pcs
[5 empty] | A11Z | Microsoft MS Excel 2016 | 12-2111 |  | MS Excel 2016 |  |  | 1 |  | 3800 | 3800 |  |  |  | 0 | pcs
[5 empty] | A11Z | 儀器櫃 | 12-3211 |  | 19吋41U |  |  | 1 |  | 21000 | 21000 |  |  |  | 0 | set
[5 empty] | A11Z | 電動升降工作桌總成 | 12-32C2 |  | 品牌：康萊 型號：501-15 桌板尺寸：150*75*2.5(cm) 升降高度: 68.5cm – 120.5 cm 載重: 60公斤 升速: 25mm/sec 耗電量: 100w(行進中); 0.9w (待機) |  |  | 1 |  | 18200 | 18200 |  |  |  | 0 | set
[5 empty] | A11Z | EK作業車(AEK140M) | 12-32E5 |  | 型號:EK-140M 尺寸:H906 xW820 xD465(mm) 烤漆:灰色 |  |  | 1 |  | 4200 | 4200 |  |  |  | 0 | set
[5 empty] | A11Z | GPIB 連接線 1M | 12-3311 |  | 長度 1M |  |  | 1 |  | 470 | 470 |  |  |  | 0 | pcs
[5 empty] | A11Z | GPIB 連接線 2M | 12-3312 |  | 長度 2M |  |  | 1 |  | 500 | 500 |  |  |  | 0 | pcs
[5 empty] | A11Z | RS-232 連接線 1.8M_一體成型 | 12-3321 |  | 長度 1.8M |  |  | 1 |  | 55 | 55 |  |  |  | 0 | pcs
[5 empty] | A11Z | RS-232 連接線 5.5M_一體成型 | 12-3322 |  | 長度 5.5M |  |  | 1 |  | 295 | 295 |  |  |  | 0 | pcs
[5 empty] | A11Z | RS232 -9PIN公→母_40cm_一體成型 | 12-3325 |  | 9PIN公→母 長度:40cm |  |  | 1 |  | 100 | 100 |  |  |  | 0 | pcs
[5 empty] | A11Z | AC電源線 | 12-3331 |  | 120cm |  |  | 1 |  | 47 | 47 |  |  |  | 0 | pcs
[5 empty] | A11Z | ATENLAB出貨紙箱 | 12-3521 |  | 外箱:580*495*328(MM) 內箱:570*482*70(MM) 內緩衝:566*482*130(MM) 材質: 外箱:仿AB楞 內箱:B楞 內緩衝:EPE |  |  | 1 | [6 empty] | 0 | set
[5 empty] | A11Z | A8轉桌模組總成 | 15-2136 |  | 轉桌含(CABLE、格柵、旋轉接頭套件等) |  |  | 1 |  | 377946 | 377946 |  |  |  | 0 | set
[5 empty] | A11Z | SMA高頻旋轉接頭(DC~18G) | 12-4211 |  |  |  |  | 1 |  |  | 12547 |  |  |  | 0 | set
[5 empty] | A11Z | 高頻鎖板接頭_N(F)-N(F)_34-N-50-0-1/133-NE | 12-4273 |  |  |  |  | 1 |  |  | 399 |  |  |  | 0 | set
[5 empty] | A11Z | 高頻電纜 EW0420 60cm N(M) - PC3.5(M) | 12-4633-060 |  | EW0420 60cm N-Type(M) - PC3.5(M) |  |  | 1 |  |  | 4400 |  |  |  | 0 | set
[5 empty] | A11Z | 旋轉接頭套件 | 12-5213 |  |  |  |  | 1 |  |  | 500 |  |  |  | 0 | set
[5 empty] | A11Z | 轉桌FRP格柵(包含M型壓板16只) | 12-5322 |  |  |  |  | 1 |  |  | 16000 |  |  |  | 0 | set
[5 empty] | A11Z | A8轉桌模組 | 12-5813-A |  | 1.直徑80CM, 高度190CM 2.額定電壓:220V 3.通訊介面:RS232 4.PLC控制 |  |  | 1 |  |  | 350000 |  |  |  | 0 | set
[5 empty] | A11Z | Temp section | Temp section |  | 暫時留著 |  |  | 1 | [6 empty] | 0 | set
[5 empty] | A11Z | CDMA 手機 | 12-1531 |  | SONY XPERIA SP M35c |  |  | 1 |  | 4705 | 4705 |  |  |  | 0 | set
[5 empty] | A11Z | TD-SCDMA 手機 | 12-1541 |  | Nokia Lumia |  |  | 1 |  | 4070 | 4070 |  |  |  | 0 | set
[5 empty] | A11Z | LTE-FDD 手機 | 12-1561 |  | SONY XPERIA V |  |  | 1 |  | 8316 | 8316 |  |  |  | 0 | set
[5 empty] | A11Z | 測試卡 - Anritsu 4G Micro-SIM card | 12-1595-01 |  | 廠牌 : Anritsu 卡片尺寸 : Micro-SIM (3FF) 功能 : LTE(含3G) |  |  | 1 |  | 255 | 255 |  |  |  | 0 | set
[5 empty] | A11Z | D-LINK DIR-510L | 12-1626 |  | WIFI 2.4&5G |  |  | 1 |  | 1904 | 1904 |  |  |  | 0 | set
[5 empty] | A11Z | 氣密收納盒 | 12-3291 |  | 外尺寸(31.4x24.8x5.4cm),內尺寸(28.2x20.1x4.1cm) |  |  | 1 |  | 1900 | 1900 |  |  |  | 0 | pcs
[5 empty] | A11Z | 450MHz-650MHz平板天線(板子) | 12-4143 |  | Frequency：450MHz-650MHz |  |  | 1 |  | 450 | 450 |  |  |  | 0 | pcs
[5 empty] | A11Z | 650MHz-6GHz平板天線(板子) | 12-4144 |  | Frequency：650MHz-6GHz |  |  | 1 |  | 350 | 350 |  |  |  | 0 | pcs
[5 empty] | A11Z | SMA2H3B50-0110A/91 | 12-427A |  | 夾距：1.1mm(0.043inch)，Frequency：DC~18GHz |  |  | 1 |  | 50 | 50 |  |  |  | 0 | pcs
[5 empty] | A11Z | SMA2H3B50-0160A/91 | 12-427B |  | 夾距：1.6mm(0.063inch)，Frequency：DC~18GHz |  |  | 1 |  | 50 | 50 |  |  |  | 0 | pcs
[5 empty] | A11Z | 筆電治具-鴻崴版轉桌 | 12-5611-B |  | support from 11" to 19" screen sized laptop |  |  | 1 |  | 13939 | 13939 |  |  |  | 0 | set
[5 empty] | A11Z | 手機治具-鴻崴版轉桌 | 12-5612-B |  | support up to 9" screen size and thickness under 20 mm |  |  | 1 |  | 3355 | 3355 |  |  |  | 0 | set
[5 empty] | A11Z | 平版治具-鴻崴版轉桌 | 12-5613-B |  | support up to 13" screen size and weight under 5 kg |  |  | 1 |  | 10556 | 10556 |  |  |  | 0 | set
[5 empty] | A11Z | 人頭治具-鴻崴版轉桌 | 12-5614-B |  | support standard SPEAG Sam head fixture |  |  | 1 |  | 7388 | 7388 |  |  |  | 0 | set
[5 empty] | A11Z | 保麗龍治具 | 12-5617-05A |  | 搭配2D轉桌使用 |  |  | 1 |  | 13000 | 13000 |  |  |  | 0 | set
[5 empty] | A11Z | 黑色FRP空心棒_6mm*4mm*300mmL | 13-4411 |  | 6mm*4mm*300mmL |  |  | 1 |  | 50 | 50 |  |  |  | 0 | pcs
[5 empty] | A11Z | Temp section | Temp section |  | 暫時留著 |  |  | 1 | [6 empty] | 0 | set
[5 empty] | A11Z | 切換式電源供應器 NED75B | 12-1122 |  | 切換式電源供應器Power NED75B(24V/5V) |  |  | 1 |  | 600 | 600 |  |  |  | 0 | set
[5 empty] | A11Z | 工業電腦 UTC-515-BTO | 12-1233 |  | UTC-515-BTO JDD:500G |  |  | 1 |  | 48000 | 48000 |  |  |  | 0 | set
[5 empty] | A11Z | 可程式控制器 (DVP14SS211R) | 12-1241 |  | PLC/ DELTA ELECTRONICS/(DVP-14SS2) |  |  | 1 |  | 1780 | 1780 |  |  |  | 0 | pcs
[5 empty] | A11Z | 線性致動器 | 12-1341-01 |  | 型號:LAS4-1-1-65-24GE .輸入電壓:DC 24V |  |  | 1 |  | 1850 | 1850 |  |  |  | 0 | set
[5 empty] | A11Z | 兩面削平法蘭(SMT20GUU) | 12-3124 |  | "型號:SMT20GUU 軸徑:20mm" |  |  | 1 |  | 1015 | 1015 |  |  |  | 0 | pcs
[5 empty] | A11Z | 枕型軸承座SMP_20R(2) | 12-3125 |  | "型號:SMP20R 軸徑:20mm 底寬:65mm 高:62mm" |  |  | 1 |  | 1905 | 1905 |  |  |  | 0 | pcs
[5 empty] | A11Z | 調整式腳輪 TM-50F | 12-3232 |  | 1.荷重:200kg 2.主體:鋁合金 3.螺絲孔徑:7mm 4.高:84mm |  |  | 1 |  | 13760 | 13760 |  |  |  | 0 | set
[5 empty] | A11Z | RJ45 200cm | 12-3341 |  | 200cm, Cat.6 |  |  | 1 |  | 210 | 210 |  |  |  | 0 | pcs
[5 empty] | A11Z | 屏蔽房濾波器SF-V8 | 12-3433 |  | Rated voltage:250VAC，Rated current:1A Wires:8，Pass band:7KHz，Application:Internet |  |  | 1 |  | 2700 | 2700 |  |  |  | 0 | set
[5 empty] | A11Z | 屏蔽房濾波器SF-V2 | 12-3434 |  | Rated voltage:100VDC，Rated current:1A Wires:2，Pass band:6MHz Application:Fire alarm/Entrance guard/Video |  |  | 1 |  | 1800 | 1800 |  |  |  | 0 | set
[5 empty] | A11Z | 功率分配器(ZN2PD2-50-S+) | 12-4251 |  | POWER SPLITTER/ Mini-Circuits/(ZN2PD2-50+) |  |  | 1 |  | 3250 | 3250 |  |  |  | 0 | set
[5 empty] | A11Z | A2 電波隔離室(不含組裝) | 12-4432 |  | 板金、車金先件，外尺寸: 長754 x 寬850 x 高1965mm |  |  | 1 |  | 50000 | 50000 |  |  |  | 0 | set
[5 empty] | A11Z | 吸波材料 VHP-8 | 12-4521 |  | Pyramidal absorber: 20.3cm (H)61x61cm base |  |  | 1 |  | 1516 | 1516 |  |  |  | 0 | pcs
[5 empty] | A11Z | WAVASORB VHP-4 | 12-4522 |  | Pyramidal absorber:10.2cm (H)61x61cm base |  |  | 1 |  | 1309 | 1309 |  |  |  | 0 | pcs
[5 empty] | A11Z | 中空轉軸(TURN-AXIS-ASM) | 12-5221-08A |  | "SHAFT SMT20 材質:SUJ2 軸承鋼 總長:915mm 外徑(大):20mm 外徑(小):17mm 內徑:10mm" |  |  | 1 |  | 3700 | 3700 |  |  |  | 0 | set
[5 empty] | A11Z | A2轉桌 | 15-2135 |  | 29cm，3D轉桌，含Phi軸、Theata軸總成 |  |  | 1 |  | 53477 | 53477 |  |  |  | 0 | set
[5 empty] | A11Z | Temp section | Temp section |  | 暫時留著 |  |  | 1 | [6 empty] | 0 | set
[5 empty] | A11Z | 無線基地台 | 12-1621 |  | 型號 : ASUS RT-AC876 |  |  | 1 |  | 7490 | 7490 |  |  |  | 0 | set
1-評估 | 1 | 5 |  |  | A1 | T Series(Throughput)[Sean] | A13 | [27 empty] | 9 | 0 | -7000 | #DIVIDE BY ZERO | -777.7778
[6 empty] | Upgrade | A130-XXXX-XXXX | [27 empty] | 4 | 0 | -2000 | #DIVIDE BY ZERO | -500
[6 empty] | Upgrade OTA-2017 | A130-7XXX-XXXX | [27 empty] | 4 | 0 | -2000 | #DIVIDE BY ZERO | -500
[6 empty] | Throughput upgrade from OTA | A130-7100-XXXX | [16 empty] | 500 | 1500 |  | 0 | -500 | #DIVIDE BY ZERO | 50 | 80% | 40 |  |  | 4 | 0 | -2000 | #DIVIDE BY ZERO | -500
[6 empty] | Standard RF Measurement System |  |  | -Antenna Frequency. :2.4 / 5 GHz, 4 set -Antenna Gain: 5 dBi (Typical ) -Antenna Polarization: Single Linear Polarization -RF Cable up to 18 GHz -RF Path: Throughput -Attenuator Frequency: 0.2 - 6 GHz, 4 set -Attenuator step: 1 dB -Attenuator range: 8 - 70 dB -Shielding Box effective: 2GHz - 6GHz > 80 dB -Shielding Box door dimension: 0.3 x 0.3 m (W/H) -Shielding Box Outer Size: 0.9 X 0.6 X 0.6 m (D/W/H) -Shielding Box include RJ-45 Giga Lan filter 1 set
[6 empty] | System Controller& miscellaneous |  |  | -Control Unit: Adventech IPC -UPS: 3kVA -Control and power cord are included -0.8 m Diameter 2D Turntable included -Turntable max loading: 100kg at center point -Turntable max speed: 10rpm -2D Styrofoam Fixture 1 set
[6 empty] | Maxwell Throughput |  |  | -Maxwell Throughput for IxChariot License -1 license permits 1 model of equipment
[6 empty] | Calibration & Acceptance |  |  | -Shielding effective: 0.68 - 6 GHz, 11 positions, > 80 dB -Path loss calibration: 2.4 GHz < 55 dB, 5 GHz < 63 dB
Warranty
Option
[6 empty] | T2 | A132-XXXX-XXXX
Anechoic Chamber
Standard T2
RF Measurement System
Wi-Fi Throughput
System Controller& miscellaneous
Standard
Turntable
Standard
Software
Maxwell Wi-Fi Throughput
IxChariot
Calibration & Acceptance
Path loss calibration 2.4G Hz and 5 GHz
Wi-Fi Throughput function check
Warranty
2 years warranty
1 years warranty
2 years extend warranty
Golden Sample
Access Point
Client
[6 empty] | T3 | A133-XXXX-XXXX | [27 empty] | 5 | 0 | -5000 | #DIVIDE BY ZERO | -1000
[6 empty] | T3-2017 | A133-7XXX-XXXX | [27 empty] | 5 | 0 | -5000 | #DIVIDE BY ZERO | -1000
[6 empty] | T3 Throughput Measurement system | A133-7100-XXXX | [16 empty] | 1000 | 2500 |  | 0 | -1000 | #DIVIDE BY ZERO | 80 | 80% | 64 |  |  | 5 | 0 | -5000 | #DIVIDE BY ZERO | -1000
[6 empty] | T3 Standard Anechoic Chamber | A133-7110 |  | -Frequency: 2 - 6 GHz -Dimension: 3.5 X 1.6 X 2.1 m (L/W/H) -Measurement Distance: 1.5 m -Shielding Effective: 0.68 - 6 GHz > 80 dB -Shielding Door: Auto-Launching -Shielding Door dimension: 1.0 m X 0.8 m (W/H) -Absorber: Emerson & Cuming -Absorber has been proved by RoHS and REACH -Power Filter: 220 VAC, 20 A, > 100 dB -RJ-45 Giga Lan filter 1 set
[6 empty] | Standard RF Measurement System | A133-7120 |  | -Antenna Frequency. :2.4 / 5 GHz, 4 set -Antenna Gain: 5 dBi (Typical ) -Antenna Polarization: Single Linear Polarization -RF Cable up to 18 GHz -RF Path: Throughput -Attenuator Frequency: 0.2 - 6 GHz, 4 set -Attenuator step: 1 dB -Attenuator range: 8 - 70 dB -Shielding Box effective: 2GHz - 6GHz > 80 dB -Shielding Box door dimension: 0.3 x 0.3 m (W/H) -Shielding Box Outer Size: 0.9 X 0.6 X 0.6 m (D/W/H) -Shielding Box include RJ-45 Giga Lan filter 1 set
[6 empty] | System Controller& miscellaneous | A133-7130 |  | -Control Unit: Adventech IPC -UPS: 3kVA -Control and power cord are included -0.8 m Diameter 2D Turntable included -Turntable max loading: 100kg at center point -Turntable max speed: 10rpm -2D Styrofoam Fixture 1 set
[6 empty] | Maxwell Throughput | A133-7140 |  | -Maxwell Throughput for IxChariot License -1 license permits 1 model of equipment
[6 empty] | Calibration & Acceptance | A133-7150 |  | -Shielding effective: 0.68 - 6 GHz, 11 positions, > 80 dB -Path loss calibration: 2.4 GHz < 55 dB, 5 GHz < 63 dB
[6 empty] | Warranty | A133-7160
[6 empty] | Option | A133-7170
[5 empty] | A13 | Customized Wi-Fi Throughput Measurement System | A13A
[5 empty] | A13A | Anechoic Chamber | A13A-A
|  | Y |  |  | A13A-A | T6-標準電波暗室 - 0.68 - 6.0GHz - 6.2 X 3.15 X 3.15m (L/W/H) | A13A-A61 |  | -Frequency: 2 - 6 GHz -Dimension: 6.2 X 3.15 X 3.15m (L/W/H) -Measurement distance: 3.0m -Shielding effective: 0.68 - 6GHz > 100dB -Shielding door: Auto-Launching -Shielding door dimension: 1.0 X 2.0m (W/H) -Absorber: Emerson & Cuming -Absorber has been proved by RoHS and REACH -Laser level projector: 2 beams with color camera -LED fiber lighting -Power filter: 220VAC, 16A,14KHz to 18GHz > 100dB -RJ-45 Giga Lan filter 1 set -SMA adaptor 10 set |  |  | 1 | [6 empty] | 0 | set
|  | Y |  |  | A13A-A | T6-高不足電波暗室 - 0.68 - 6.0GHz - 6.16 X 3.16 X 3.113m (L/W/H) | A13A-A62 |  | -Frequency: 2 - 6 GHz -Dimension: 6.16 X 3.16 X 3.10m (L/W/H) -Measurement distance: 3.0m -Shielding effective: 0.68 - 6GHz > 100dB -Shielding door: Auto-Launching -Shielding door dimension: 1.0 X 2.0m (W/H) -Absorber: Emerson & Cuming -Absorber has been proved by RoHS and REACH -Laser level projector: 2 beams with color camera -LED fiber lighting -Power filter: 220VAC, 16A,14KHz to 18GHz > 100dB -RJ-45 Giga Lan filter 1 set -SMA adaptor 10 set |  |  | 1 | [6 empty] | 0 | set
| 1 | Y |  |  | A13A-A | T6-高寬不足電波暗室 - 0.68 - 6.0GHz - 6.2 X 2.6 X 2.6m (L/W/H) | A13A-A63 |  | -Frequency: 2 - 6 GHz -Dimension: 6.2 X 2.6 X 2.6m (L/W/H) -Measurement distance: 3.0m -Shielding effective: 0.68 - 6GHz > 100dB -Shielding door: Auto-Launching -Shielding door dimension: 1.0 X 2.0m (W/H) -Absorber: Emerson & Cuming -Absorber has been proved by RoHS and REACH -Laser level projector: 2 beams with color camera -LED fiber lighting -Power filter: 220VAC, 16A,14KHz to 18GHz > 100dB -RJ-45 Giga Lan filter 1 set -SMA adaptor 10 set |  |  | 1 | [6 empty] | 0 | set
|  | Y |  |  | A13A-A | T6-長高寬不足電波暗室 - 0.68 - 6.0GHz - 5.3 X 2.6 X 2.6m (L/W/H) | A13A-A64 |  | -Frequency: 2 - 6 GHz -Dimension: 5.3 X 2.6 X 2.6m (L/W/H) -Measurement distance: 3.0m -Shielding effective: 0.68 - 6GHz > 100dB -Shielding door: Auto-Launching -Shielding door dimension: 1.0 X 2.0m (W/H) -Absorber: Emerson & Cuming -Absorber has been proved by RoHS and REACH -Laser level projector: 2 beams with color camera -LED fiber lighting -Power filter: 220VAC, 16A,14KHz to 18GHz > 100dB -RJ-45 Giga Lan filter 1 set -SMA adaptor 10 set |  |  | 1 | [6 empty] | 0 | set
[5 empty] | A13A-A | T7-標準電波暗室 -2 - 6 GHz -7.3 X 3.6 X 3.6m (L/W/H) (WNC客製化) | A13A-A71 |  | -Frequency: 2 - 6 GHz -Dimension: 7.3 X 3.6 X 3.6m (L/W/H) -Measurement distance: 3.0m -Shielding effective: 0.68 - 6GHz > 100dB -Shielding door: Auto-Launching -Shielding door dimension: 1.0 X 2.0m (W/H) -Absorber: Emerson & Cuming -Absorber has been proved by RoHS and REACH -Walkway for semi-reflect switch needed -Semi-reflect covering design: Absorbers on the front wall、back wall and floor can be covered manually with metal cover -Laser level projector: 2 beams with color camera -LED fiber lighting -Power filter: 220VAC, 16A,14KHz to 18GHz > 100dB -RJ-45 Giga Lan filter 1 set -SMA adaptor 10 set |  |  | 1 | [6 empty] | 0 | set
[5 empty] | A13A | RF Measurement System | A13A-C
[5 empty] | A13A-C | 1T1R with Keysight 型號還要找(DC - 6GHz) 描述要再改 | A13A-C11 |  | -Antenna Frequency. :2.4 / 5 GHz, 1 set -Antenna Gain: 5 dBi (Typical ) -Antenna polarization: Single Linear Polarization -RF Cable up to 18 GHz -Attenuator: Keysight J7204A -Attenuation Frequency: DC - 6 GHz, 1 port -Attenuation step: 1 dB -Attenuation range: 121 dB -Max insertion loss (dB) at 0 dB: 2.5dB -Shielding Box effective: 2GHz - 6GHz > 80 dB Door dimension: 0.3 x 0.3 m (W/H) Outer Size: 0.9 X 0.6 X 0.6 m (D/W/H) Include RJ-45 Giga Lan filter 1 set Include SMA adaptor 10 set |  |  | 1 | [6 empty] | 0 | set |  |  | 0
[5 empty] | A13A-C | 1T1R with Aeroflex 型號未定義 (DC - 6GHz) 描述還沒改 | A13A-C12 |  |  |  |  | 1 | [6 empty] | 0 | set |  |  | 0
[5 empty] | A13A-C | 1T1R with Aten衰減器 型號未定義 (DC - 6GHz) 描述還沒改 | A13A-C13 |  |  |  |  | 1 | [6 empty] | 0 | set |  |  | 0
[5 empty] | A13A-C | 4T4R with Keysight J7204A (DC - 6GHz) | A13A-C21 |  | -Antenna Frequency. :2.4 / 5 GHz, 4 set -Antenna Gain: 5 dBi (Typical ) -Antenna polarization: Single Linear Polarization -RF Cable up to 18 GHz -Attenuator: Keysight J7204A -Attenuation Frequency: DC - 6 GHz, 4 port -Attenuation step: 1 dB -Attenuation range: 121 dB -Max insertion loss (dB) at 0 dB: 2.5dB -Shielding Box effective: 2GHz - 6GHz > 80 dB Door dimension: 0.3 x 0.3 m (W/H) Outer Size: 0.9 X 0.6 X 0.6 m (D/W/H) Include RJ-45 Giga Lan filter 1 set Include SMA adaptor 10 set |  |  | 1 | [6 empty] | 0 | set |  |  | 0
[5 empty] | A13A-C | 4T4R with Aeroflex 8310-352-4-T (DC - 6GHz) | A13A-C22 |  | -Antenna Frequency. :2.4 / 5 GHz, 4 set -Antenna Gain: 5 dBi (Typical ) -Antenna polarization: Single Linear Polarization -RF Cable up to 18 GHz -Attenuator: Aeroflex 8310-352-4-T -Attenuation Frequency: DC - 6 GHz, 4 port -Attenuation step: 1 dB -Attenuation range: 103 dB -Max insertion loss (dB) at 6 dB -Shielding Box effective: 2GHz - 6GHz > 80 dB Door dimension: 0.3 x 0.3 m (W/H) Outer Size: 0.9 X 0.6 X 0.6 m (D/W/H) Include RJ-45 Giga Lan filter 1 set Include SMA adaptor 10 set |  |  | 1 | [6 empty] | 0 | set |  |  | 0
[5 empty] | A13A-C | 4T4R with with Aten衰減器 型號未定義 (DC - 6GHz) | A13A-C23 |  | -Antenna Frequency. :2.4 / 5 GHz, 4 set -Antenna Gain: 5 dBi (Typical ) -Antenna polarization: Single Linear Polarization -RF Cable up to 18 GHz -Attenuator: Atenlab -Attenuator Frequency: 0.2 - 6 GHz, 4 port -Attenuator step: 0.5 dB -Attenuator range: 63 dB -Max insertion loss (dB) at 8 dB: 10dB -Shielding Box effective: 2GHz - 6GHz > 80 dB Door dimension: 0.3 x 0.3 m (W/H) Outer Size: 0.9 X 0.6 X 0.6 m (D/W/H) Include RJ-45 Giga Lan filter 1 set Include SMA adaptor 10 set |  |  | 1 | [6 empty] | 0 | set |  |  | 0
[5 empty] | A13A-C | 8T8R with Keysight J7204A (DC - 6GHz) | A13A-C31 |  | -Antenna Frequency. :2.4 / 5 GHz, 8 set -Antenna Gain: 5 dBi (Typical ) -Antenna polarization: Single Linear Polarization -RF Cable up to 18 GHz -Attenuator: Keysight J7204A -Attenuation Frequency: DC - 6 GHz, 8 port -Attenuation step: 1 dB -Attenuation range: 121 dB -Max insertion loss (dB) at 0 dB: 2.5dB -Shielding Box effective: 2GHz - 6GHz > 80 dB Door dimension: 0.3 x 0.3 m (W/H) Outer Size: 0.9 X 0.6 X 0.6 m (D/W/H) Include RJ-45 Giga Lan filter 1 set Include SMA adaptor 10 set |  |  | 1 | [6 empty] | 0 | set |  |  | 0
[5 empty] | A13A-C | 8T8R with Aeroflex 8310-352-4-T (DC - 6GHz) | A13A-C32 |  | -Antenna Frequency. :2.4 / 5 GHz, 8 set -Antenna Gain: 5 dBi (Typical ) -Antenna polarization: Single Linear Polarization -RF Cable up to 18 GHz -Attenuator: Aeroflex 8310-352-4-T -Attenuation Frequency: DC - 6 GHz, 8 port -Attenuation step: 1 dB -Attenuation range: 103 dB -Max insertion loss (dB) at 6 dB -Shielding Box effective: 2GHz - 6GHz > 80 dB Door dimension: 0.3 x 0.3 m (W/H) Outer Size: 0.9 X 0.6 X 0.6 m (D/W/H) Include RJ-45 Giga Lan filter 1 set Include SMA adaptor 10 set |  |  | 1 | [6 empty] | 0 | set |  |  | 0
[5 empty] | A13A-C | 8T8R with with Aten衰減器 型號未定義 (DC - 6GHz) 描述還沒改 | A13A-C33 |  |  |  |  | 1 | [6 empty] | 0 | set |  |  | 0
[6 empty] | System Controller & Miscellaneous | A13A-E
[6 empty] | T6、T7 &T8 System Controller & miscellaneous | A13A-E31 |  | -Control Unit: Adventech IPC -Control and power cord are included -0.8 m Diameter 2D Turntable included -Turntable max loading: 100kg at center point -Turntable max speed: 10rpm |  |  | 1 | [6 empty] | 0 | 式
[6 empty] | Maxwell OTA Software | A13A-P
[6 empty] | Maxwell OTA Wi-Fi Throughput | A13A-P51 |  | -1 license permits 1 model of equipment -Wi-Fi Throughput software license -IxChariot not included |  |  | 1 | 600000 | [5 empty] | 0 | 式 |  |  | Wi-Fi Throughput
[6 empty] | Test Sample | A13A-S
[6 empty] | Wireless AP for Wi-Fi Throughput | A31A-S41 |  | -Wireless AP support 802.11 a/b/g/n/ac -Support 4T4R |  |  | 1 | [6 empty] | 0 | 式
[6 empty] | Fixture | A13A-T
[6 empty] | 2D fixture | A13A-T21 |  | -2D fixture: Styrofoam material |  |  | 1 | 30000 | 13000 | 13000 |  |  |  | 0 | 式
[6 empty] | 保麗龍治具 | 12-5617-05A |  | 搭配2D轉桌使用 |  |  | 1 | 13000 | 13000 | 13000 |  |  |  | 1 | set
[6 empty] | Antenna Fixture | A13A-T41 |  | -Antenna Fixture for Measurement antenna |  |  | 1 | 30000 | 0 | 0 |  |  |  | 0 | 式
天線治具
[6 empty] | Calibration and Acceptance | A13A-V
[6 empty] | 0.68 - 6GHz Shielding Effective | A13A-V12 |  | -Shielding effective: 0.68 - 6GHz, 11 positions, > 100dB |  |  | 1 | 50000 | [5 empty] | 0 | 式
[6 empty] | Path Loss for 60dB起衰 (3M distance with Keysight J7204A Attenuator) | A13A-V31 |  | -Path loss calibration: 2.4 GHz < 55 dB, 5 GHz < 60 dB |  |  | 1 | 30000 | [5 empty] | 0 | 式
[6 empty] | Path Loss for 63dB起衰 (3M distance with Aeroflex 8310-352-4-T) | A13A-V32 |  | -Path loss calibration: 2.4 GHz < 55 dB, 5 GHz < 63 dB |  |  | 1 | 30000 | [5 empty] | 0 | 式
[6 empty] | Path Loss for 70dB起衰 (3M distance with Atenlab Attenuator) | A13A-V33 |  | -Path loss calibration: 2.4 GHz < 55 dB, 5 GHz < 70 dB |  |  | 1 | 30000 | [5 empty] | 0 | 式
[6 empty] | Acceptance | A13A-V43 |  | -Wi-Fi throughput test: Per golden sample performing 1 rounds AP mode and client mode to make sure the test system works |  |  | 1 | 50000 | [5 empty] | 0 | 式
[6 empty] | Warranty | A13A-W
[6 empty] | Regular 2-year system warranty | A13A-W12 |  | -Limited 2 years warranty -This limited warranty does not cover: a. External causes such as human accident, abuse, misuse or problems with electrical power b. Normal wear and tear |  |  | 1 | [6 empty] | 0 | 式
[6 empty] | Extend Warranty | A13A-X
[6 empty] | Service | A13A-Y
[5 empty] | A13A-Y | Inspection Fee | A13A-Y21 |  | -Inspection Fee For product beyond valid warranty period An Inspection Fee will be charged for initial examination of the product Is not refundable. |  |  | 1 | [6 empty] | 0 | 式
[5 empty] | A13A-Y | Maintenance Fee | A13A-Y22 |  | -Maintenance Fee For product beyond valid warranty period An Inspection Fee will be charged for initial examination of the product Is not refundable. |  |  | 1 | [6 empty] | 0 | 式
[5 empty] | A13A-Y | System integration fee | A13A-Y23 |  | -System integration fee |  |  | 1 | [6 empty] | 0 | 式
[5 empty] | A13A-Y | Business trip expense | A13A-Y24 |  | -Expenses for business trips |  |  | 1 | [6 empty] | 0 | 式
[6 empty] | Calibration and Acceptance | A13C
[6 empty] | Reliability | A11C-RP
[6 empty] | Path Loss | A13C-RL
[6 empty] | Path Loss | A13C-RL10 |  | User define
[6 empty] | -Path loss calibration: 2.4 GHz < 55 dB, 5 GHz < 63 dB | A13C-RL11
[6 empty] | Shielding Effective | A13C-SE
[6 empty] | Shielding Effective | A13C-SE10 |  | -User defined | [13 empty] | 選配項目，不分尺寸都可使用
[6 empty] | Shielding Effective | A13C-SE11 |  | -Shielding effective: 0.68 - 6 GHz, 11 positions, > 80 dB
|  | 0 |  |  | A13 | Throughput System Maintenance | A13M |  |  |  |  | 1 | [6 empty] | 0 | 式 | [14 empty] | 0 | 0 | 0 | #DIVIDE BY ZERO | #DIVIDE BY ZERO
[5 empty] | A13M | Wi-Fi無線通訊資料傳輸效率測試儀 | A13M-Z |  |  |  |  | 1 | [6 empty] | 0 | Set
[5 empty] | A13M-Z | 崑山科大 T3 | A13M-Z01 |  | Throughput System Maintenance |  |  | 1 | 305000 | [5 empty] | 0 | Set
[5 empty] | A13M-Z01 | 無線基地台 | 12-1621 |  | 型號 : ASUS RT-AC876 |  |  | 1 |  | 7490 | 7490 |  |  |  | 0 | set
[6 empty] | OTA System Upgrade | A13U
[6 empty] | Fixture/ Antanna Tower | A11U-F
[6 empty] | Phi axis fixture | A11U-F1
[6 empty] | Customized fixture | A11U-F100 |  | -TBD
[6 empty] | Sam head fixture | A11U-F111 |  | -Standard SPEAG Sam head
[6 empty] | Phone fixture | A11U-F121 |  | -Support up to 9" screen size and thickness under 20 mm
[6 empty] | Planar fixture | A11U-F131 |  | -Support up to 13" screen size and weight under 5 kg
[6 empty] | Laptop fixture | A11U-F141 |  | -Support from 11" to 19" screen sized laptop
[6 empty] | Theta axis fixture | A11U-F2
[6 empty] | Customized fixture | A11U-F200 |  | -TBD
[6 empty] | 2D fixture | A11U-F211 |  | -Styrofoam material
[6 empty] | Antenna tower | A11U-F3
[6 empty] | Customized antenna tower | A11U-F300 |  | -TBD
[6 empty] | Golden Sample | A11U-G
[6 empty] | Passive Golden | A11U-G1
[6 empty] | Passive sample | A11U-G111 |  | -Passive sample for 450 to 650 MHz
[6 empty] | Passive sample | A11U-G121 |  | -Passive sample for 650 to 6000 MHz
[6 empty] | Cellular Golden | A11U-G2
[6 empty] | Golden Sample for Cellular | A11U-G211 |  | -Cellphone support GSM/ WCDMA/ TDD-LTE/ FDD-LTE
[6 empty] | Golden Sample for TD-SCDMA | A11U-G221 |  | -Cellphone support TD-SCDMA
[6 empty] | Golden Sample for CDMA | A11U-G231 |  | -Cellphone support CDMA and 1xEV-DO
[6 empty] | Wireless AP Golden | A11U-G3
[6 empty] | Wireless AP for Wi-Fi OTA | A11U-G311 |  | -Wireless AP Support 802.11 a/b/g/n/ac
[6 empty] | User define-2017 | A13U-7000
[6 empty] | Anechoic Chamber | A13U-7100
[6 empty] | T3 Standard Anechoic Chamber | A13U-7131 |  | -Frequency: 2 - 6 GHz -Dimension: 3.5 X 1.6 X 2.1 m (L/W/H) -Measurement Distance: 1.5 m -Shielding Effective: 0.68 - 6 GHz > 80 dB -Shielding Door: Auto-Launching -Shielding Door dimension: 1.0 m X 0.8 m (W/H) -Absorber: Emerson & Cuming -Absorber has been proved by RoHS and REACH -Power Filter: 220 VAC, 20 A, > 100 dB -RJ-45 Giga Lan filter 1 set
[6 empty] | RF Measurement System | A13U-7200
[6 empty] | Standard RF Measurement System | A13U-7231 |  | -Antenna Frequency. :2.4 / 5 GHz, 4 set -Antenna Gain: 5 dBi (Typical ) -Antenna Polarization: Single Linear Polarization -RF Cable up to 18 GHz -RF Path: Throughput -Attenuator Frequency: 0.2 - 6 GHz, 4 set -Attenuator step: 1 dB -Attenuator range: 8 - 70 dB -Shielding Box effective: 2GHz - 6GHz > 80 dB -Shielding Box door dimension: 0.3 x 0.3 m (W/H) -Shielding Box Outer Size: 0.9 X 0.6 X 0.6 m (D/W/H) -Shielding Box include RJ-45 Giga Lan filter 1 set
[6 empty] | System Controller& miscellaneous | A13U-7300
[6 empty] | System Controller& miscellaneous | A13U-7321 |  | -Control Unit: Adventech IPC -UPS: 3kVA -Control and power cord are included -0.8 m Diameter 2D Turntable included -Turntable max loading: 100kg at center point -Turntable max speed: 10rpm -2D Styrofoam Fixture 1 set
[6 empty] | Software | A13U-S
[6 empty] | OTA 系列 | A13U-S1
[6 empty] | Maxwell Throughput | A13U-S11
[6 empty] | Maxwell Throughput | A13U-S111 |  | -Maxwell Throughput for IxChariot License -1 license permits 1 model of equipment
[6 empty] | Maxwell Throughput | A13U-S112 |  | -Maxwell Throughput for iPerf License -1 license permits 1 model of equipment
| 3 | [5 empty] | A19
r
[6 empty] | 核對及核算Bom 數=製令 | [7 empty] | 0
A-Class
A1 Shielding Box Measurement(客製化)
A1 OTA Anechoic Chamber
A1 RF System
A1 System Controller & Miscellaneous
A2 Mini Size OTA(BOM尚未建立)
A2 OTA Anechoic Chamber
A2 RF System
A2 System Controller & Miscellaneous
5 | [5 empty] | A3 Small Size OTA
1 | [5 empty] | A3 OTA Anechoic Chamber
1 | [5 empty] | 電波隔離室 | B551-K- |  | L:3.5*W:1.75*H:1.75M |  |  |  |  | 320 | [8 empty] | 950000
[6 empty] | Flat Shielding Swing Door |  |  | Dimension W1.0 x H1.0m |  |  | 1 |  | 0
[6 empty] | Access panel |  |  | 2" Waveguide tube for extension cable through, 1 set |  |  | 1 |  | 0
[6 empty] | 鐳射定位 | B186 |  |  |  |  | 1 |  | 2.6
[6 empty] | AC電源濾波器 30A | B115 |  | 220VAC 30A Insertion Loss: 100dB, 14KHz - 18GHz |  |  | 1
[6 empty] | RS-232 濾波器 | B115 |  | 耐電壓: 50V 耐電流: 200mA 工作溫度: -40到+85度C 隔離度: 85dB@6GHz |  |  | 2
[6 empty] | RJ-45 100M/1000M 濾波器 | B115 |  | 標準RJ45 (8P8C) Port數: 2Port 耐電壓: 5V 耐電流: 150mA 工作溫度: -40到+85度C 隔離度: 85dB@6GHz |  |  | 2
[6 empty] | USB 3.0 濾波器 | B115 |  | Port數: 2Port 耐電壓: 5V 耐電流: 2A 工作溫度: -40到+85度C 隔離度: 85dB@6GHz |  |  | 2
[6 empty] | OTA系列隔離門把手(鋁合金一體成型) | B563-O-A1 |  | 材質 : 5系列鋁合金, 960R圓弧, 鎖點中心孔距431mm (含所有配件與手動金屬飾板) |  |  | 1 |  | 5.7
[6 empty] | 吸波材料 SSA-050 5公分平板 黑色泡棉 | B113-R |  | 5公分平板 600 x 600 |  |  | 32 |  | 15.36
[6 empty] | 吸波材料 Atenlab 12-inch EPP material | B113-R |  | 30公分尖錐 600 x 600 |  |  | 48 |  | 75.84
[6 empty] | 吸波材料 切圓 Atenlab 12-inch EPP material | B113-R |  | 12吋切圓 |  |  | 4 |  | 6
[6 empty] | 吸波材料 Atenlab 18-inch EPP material | B113-R |  | 45公分尖錐 600 x 600 |  |  | 8 |  | 18.4
2 | [5 empty] | A3 RF System
1 | [5 empty] | 被動路徑切換器 | 15-3111 |  | Passive |  |  | 1 |  | 37.018
[6 empty] | 電源供應器(RD-85B) | B182-K-RD85B |  |  |  |  | 1 |  | 0.65
[6 empty] | 可程式控制器 (DVP14SS211R) | B183-T-DVP14SS211R |  |  |  |  | 1 |  | 1.78
[6 empty] | AC電源線 1.8M | B211-K-W9791 |  |  |  |  | 1 |  | 0.075
[6 empty] | 19 Ø 金屬開關 | B221-K-S8536 |  |  |  |  | 1 |  | 0.345
[6 empty] | AC電源濾波器 | B182-D-06AE2 |  |  |  |  | 1 |  | 0.441
[6 empty] | RF Switch SPDT (Radiall R570413000) | B132-M-R570413000 |  |  |  |  | 1 |  | 4.047
[6 empty] | 組裝線141 SMA(M)-SMA(M) 20cm | B122-B-78P78P24200V3 |  |  |  |  | 2 |  | 0.7
[6 empty] | D型接頭-9PIN-F 免焊式 | B213-K-N10247 |  |  |  |  | 1 |  | 0.07
[6 empty] | 保險絲_3A(0217005) | B229-K-B7107 |  |  |  |  | 2 |  | 0.004
[6 empty] | 板金配件總成 | B561-C101-1 |  |  |  |  | 1 |  | 10
[6 empty] | 腳墊(PINGOOD S0904) | 腳墊(PINGOOD S0904) |  |  |  |  | 4 |  | 0.001
[6 empty] | RF Cable黃色線150cm，N(M)-SMA(M)+ | B122-B- |  | RF Cable黃色線150cm，N(M)-SMA(M) |  |  | 2 |  | 8 | [8 empty] | H、V-switch
[6 empty] | RF Cable黃色線300cm，N(M)-N(M)+ | B122-B- |  | RF Cable黃色線300cm，N(M)-N(M) |  |  | 1 |  | 6.5 | [8 empty] | Port1-Panel
[6 empty] | RF Cable黃色線150cm，N(M)-SMA(M)+ | B122-B- |  | RF Cable黃色線150cm，N(M)-SMA(M) |  |  | 1 |  | 4 | [8 empty] | por2-switch
[6 empty] | 組裝線141 SMA(M)-SMA(M) 20cm+ | B122-B-78P78P24200V3 |  | 放大器到Switch |  |  | 1 |  | 0.35 | [8 empty] | 放大器到Switch
[6 empty] | RS-232 連接線 1.8M_一體成型+ | B211-K |  | 長度 1.8M |  |  | 1 |  | 0.055 | [8 empty] | 路徑切換器接控制電腦
1 | [5 empty] | 低噪放整機(單Port) | B135-R-500M18G |  | 器:500MHz~18GHz,噪聲係數:2.8dBmax（500MHz～1GHz 可能在10dB左右），增益：30dB |  |  | 1 |  | 76.09
[6 empty] | Horn antenna 雙極化 700MHz - 10GHz | B121-A |  | A-info 700MHz-10GHz 雙極化 |  |  | 1 |  | 141
[6 empty] | RF Cable黃色線450cm，N(M)-N(M) | B122-B- |  | RF Cable黃色線450cm，N(M)-N(M) |  |  | 2 |  | 13 | [8 empty] | Horn-Panel
[6 empty] | RF Cable藍色軟線80cm，SMA-SMA | B122-B- |  | RF Cable藍色軟線80cm，SMA-SMA |  |  | 1 |  | 3.2 | [8 empty] | TT內
[6 empty] | RF Cable藍色軟線150cm，SMA-SMA，含CORE | B122-B- |  | RF Cable藍色軟線150cm，SMA-SMA，含CORE |  |  | 1 |  | 4 | [8 empty] | TT上
[6 empty] | RF Cable藍色軟線60cm，SMA-SMA，含CORE | B122-B- |  | RF Cable藍色軟線60cm，SMA-SMA，含CORE |  |  | 1 |  | 3.2 | [8 empty] | DUT1
[6 empty] | RF Cable藍色軟線40cm，SMA-SMA，含CORE | B122-B- |  | RF Cable藍色軟線40cm，SMA-SMA，含CORE |  |  | 1 |  | 2.9 | [8 empty] | DUT2
[6 empty] | 高頻接頭90度SMA(M)-SMA(F/RA) | B122-B- |  | 高頻接頭90度SMA(M)-SMA(F/RA) |  |  | 2 |  | 0.5
[6 empty] | SMA Rotary Joint(P3-5196G3) | B123-B |  | 345C Rotary Joint(DC~18G) SMA(F)-SMA(F) |  |  | 2 |  | 40
0 | [5 empty] | Link天線
[6 empty] | 650MHz-6GHz平板天線(板子) | B566 |  | Frequency：650MHz-6GHz |  |  | 1 |  | 0.35 | [8 empty] | Golden Sample
[6 empty] | SMA2H3B50-0110A/91 | B123-B |  | 夾距：1.1mm(0.043inch)，Frequency：DC~18GHz |  |  | 1 |  | 0.05 | [8 empty] | Golden Sample的SMA接頭
1 | [5 empty] | A3 System Controller & Miscellaneous
1 | [5 empty] | Measurement Horn Antenna Fixture | B565-E- |  | AINFO0710fixture |  |  | 1 |  | 3
[6 empty] | 2017 A3轉桌-MR200G | B52 |  | 直徑80cm |  |  | 1 |  | 125.4
[6 empty] | 旋轉接頭套件 | B565-F |  |  |  |  | 1 |  | 0.45
[6 empty] | 筆電治具 | B565-U |  | support from 11" to 19" screen sized laptop |  |  | 1 |  | 13.939
[6 empty] | 手機治具 | B565-U |  | support up to 9" screen size and thickness under 20 mm |  |  | 1 |  | 3.355
[6 empty] | 黑色FRP空心棒_6mm*4mm*300mmL |  |  | 6mm*4mm*300mmL |  |  | 1 |  | 0.2
[6 empty] | 平版治具 | B565-U |  | support up to 13" screen size and weight under 5 kg |  |  | 1 |  | 10.556
[6 empty] | RS232 -9PIN公→母_5米_一體成型 | B211-K |  | 9 PIN，長度:5米 |  |  | 1 |  | 0.295 | [8 empty] | 暗室內部接轉桌
[6 empty] | RS-232 連接線 1.8M_一體成型 | B211-K |  | 長度 1.8M |  |  | 1 |  | 0.055 | [8 empty] | 暗室外部接電腦
[6 empty] | Workstation Computer | B185-A-ACP4000MB |  | Workstation Controller & OS -CPU: Intel Core i5 Processor -OS: Windows 10 Pro 64 bit -Microsoft Excel -Hard Drive 500GB -RAM: 8GB -Microsoft mouse + keyboard |  |  | 1 |  | 31.5
[6 empty] | 電腦螢幕 24吋 | B185-P-Screen24 |  | 廠牌 : PHILIP 型號 : 246V5LHAB D-Sub/DVI/HDMI 三輸入介面 1920x1080 Full HD高解析 壁掛式設計 |  |  | 1 |  | 3.798
[6 empty] | Microsoft MS Excel 2016 | B166-M-Excel |  | Excel |  |  | 1 |  | 3.8
[6 empty] | GPIB Card | B183-S-GPIB-USB |  | GPIB-USB |  |  | 1 |  | 20
[6 empty] | 出貨包裝紙箱 | B251 |  | 外箱 580*495*328 仿 AB 楞，內箱 570*482*70 B 楞 |  |  | 1 |  | 0.996
6 | [5 empty] | A6 Regular OTA
1 | [5 empty] | A6 OTA Anechoic chamber
[6 empty] | 電波隔離室 | B551-K- |  | L6.0*W:3.0*H:3.0M |  |  | 1 |  | 780 | [8 empty] | 950000
[6 empty] | Flat Shielding Swing Door |  |  | Dimension W1.0 x H2.0m |  |  | 1 |  | 0
[6 empty] | Access panel |  |  | 2" Waveguide tube for extension cable through, 1 set |  |  | 1 |  | 0
[6 empty] | Shielding Honeycomb Air Vent | B119 |  | Dimension: 0.3 x 0.3m (L/W) |  |  | 4 |  | 0
[6 empty] | 照明 | B182 |  |  |  |  | 4
[6 empty] | 鐳射定位 | B186 |  |  |  |  | 1
[6 empty] | AC電源濾波器 30A | B115 |  | 220VAC 30A Insertion Loss: 100dB, 14KHz - 18GHz |  |  | 2
[6 empty] | RS-232 濾波器 | B115 |  | 耐電壓: 50V 耐電流: 200mA 工作溫度: -40到+85度C 隔離度: 85dB@6GHz |  |  | 2
[6 empty] | RJ-45 100M/1000M 濾波器 | B115 |  | 標準RJ45 (8P8C) Port數: 2Port 耐電壓: 5V 耐電流: 150mA 工作溫度: -40到+85度C 隔離度: 85dB@6GHz |  |  | 2
[6 empty] | USB 3.0 濾波器 | B115 |  | Port數: 2Port 耐電壓: 5V 耐電流: 2A 工作溫度: -40到+85度C 隔離度: 85dB@6GHz |  |  | 2
[6 empty] | 攝影機，iSecure_5MP | B185-I-iS546SZ |  | iSecure_5MP 包含所需線路 |  |  | 1 |  | 6
[6 empty] | 十字紅雷射標線器(含電源腳座) | B186-P-FU650C100-BD16 |  |  |  |  | 3 |  | 4
[6 empty] | OTA系列隔離門把手(鋁合金一體成型) | B563-O-A1 |  | 材質 : 5系列鋁合金, 960R圓弧, 鎖點中心孔距431mm (含所有配件與手動金屬飾板) |  |  | 1 |  | 5.7
[6 empty] | 吸波材料 SSA-050 5公分平板 黑色泡棉 | B113-R-SSA-050 |  | 5公分平板 600 x 600 |  |  | 48 |  | 21.6
[6 empty] | 吸波材料 Atenlab 12-inch EPP material | B552-U-30-12 |  | 30公分尖錐 600 x 600 |  |  | 130 |  | 195
[6 empty] | 吸沒材Aten-30P 包裝紙箱 | [5 empty] | 65 |  | 6.85
[6 empty] | 吸波材料 切圓 Atenlab 12-inch EPP material | B113-R |  | 12吋切圓 |  |  | 4 |  | 6
[6 empty] | 吸波材料 Atenlab 18-inch EPP material | B113-R |  | 45公分尖錐 600 x 600 |  |  | 0 |  | 0
[6 empty] | 吸波材料 Atenlab 24-inch EPP material | B113-R |  | 60公分尖錐 610 x 610 |  |  | 68 |  | 200
[6 empty] | 吸波走道 200(H) 黑色 | B113-R-WWA20-1 |  | 吸波走道，20cm 60X120 |  |  | 1 |  | 5.4
[6 empty] | 吸波走道 300(H) 黑色 | B113-R-WWA30-2 |  | 吸波走道，30cm 60X120 |  |  | 1 |  | 5.4
1 | [5 empty] | A6 RF System
1 | [5 empty] | 被動路徑切換器 | 15-3111 |  | Passive |  |  | 1 |  | 36.018
[6 empty] | 電源供應器(RD-85B) | B182-K-RD85B |  |  |  |  | 1 |  | 0.65
[6 empty] | 可程式控制器 (DVP14SS211R) | B183-T-DVP14SS211R |  |  |  |  | 1 |  | 1.78
[6 empty] | AC電源線 1.8M | B211-K-W9791 |  |  |  |  | 1 |  | 0.075
[6 empty] | 19 Ø 金屬開關 | B221-K-S8536 |  |  |  |  | 1 |  | 0.345
[6 empty] | AC電源濾波器 | B182-D-06AE2 |  |  |  |  | 1 |  | 0.441
[6 empty] | RF Switch SPDT (Radiall R570413000) | B132-M-R570413000 |  |  |  |  | 1 |  | 4.047
[6 empty] | 組裝線141 SMA(M)-SMA(M) 20cm | B122-B-78P78P24200V3 |  |  |  |  | 2 |  | 0.7
[6 empty] | D型接頭-9PIN-F 免焊式 | B213-K-N10247 |  |  |  |  | 1 |  | 0.07
[6 empty] | 保險絲_3A(0217005) | B229-K-B7107 |  |  |  |  | 2 |  | 0.004
[6 empty] | 板金配件總成 | B561-C101-1 |  |  |  |  | 1 |  | 10
[6 empty] | 腳墊(PINGOOD S0904) | 腳墊(PINGOOD S0904) |  |  |  |  | 4 |  | 0.001
[6 empty] | RF Cable黃色線150cm，N(M)-SMA(M) | B122-B- |  | RF Cable黃色線150cm，N(M)-SMA(M) |  |  | 2 |  | 8 | [8 empty] | H、V-switch
[6 empty] | RF Cable黃色線250cm，N(M)-N(M) | B122-B- |  | RF Cable黃色線250cm，N(M)-N(M) |  |  | 1 |  | 5.5 | [8 empty] | Port1-Panel
[6 empty] | RF Cable黃色線150cm，N(M)-SMA(M) | B122-B- |  | RF Cable黃色線150cm，N(M)-SMA(M) |  |  | 1 |  | 4 | [8 empty] | por2-switch
[6 empty] | 組裝線141 SMA(M)-SMA(M) 20cm | B122-B-78P78P24200V3 |  | 放大器到Switch |  |  | 1 |  | 0.35 | [8 empty] | 放大器到Switch
[6 empty] | RS-232 連接線 1.8M_一體成型 | B211-K |  | 長度 1.8M |  |  | 1 |  | 0.055 | [8 empty] | 路徑切換器接控制電腦
[6 empty] | 低噪放整機(單Port) | B135-R-500M18G |  | 器:500MHz~18GHz,噪聲係數:2.8dBmax（500MHz～1GHz 可能在10dB左右），增益：30dB |  |  | 1 |  | 76.09
[6 empty] | Horn antenna 雙極化 700MHz - 10GHz | B121-A |  | A-info 700MHz-10GHz 雙極化 |  |  | 1 |  | 141
[6 empty] | AINFO0710fixture | B553-J-0710 |  |  |  |  | 1 |  | 3
[6 empty] | RF Cable黃色線650cm，N(M)-N(M) | B122-B- |  | RF Cable黃色線650cm，N(M)-N(M) |  |  | 2 |  | 16 | [8 empty] | Horn-Panel
[6 empty] | RF Cable黃色線500cm，N(M)-SMA(M) | B122-B- |  | RF Cable黃色線500cm，N(M)-SMA(M) |  |  | 1 |  | 7.5 | [8 empty] | TT-Panel
[6 empty] | RF Cable藍色軟線60cm，SMA-SMA | B122-B- |  | RF Cable藍色軟線60cm，SMA-SMA |  |  | 1 |  | 3 | [8 empty] | TT內
[6 empty] | RF Cable藍色軟線300cm，SMA-SMA，含CORE | B122-B- |  | RF Cable藍色軟線300cm，SMA-SMA，含CORE |  |  | 1 |  | 8 | [8 empty] | TT上
[6 empty] | RF Cable藍色軟線60cm，SMA-SMA，含CORE | B122-B- |  | RF Cable藍色軟線60cm，SMA-SMA，含CORE |  |  | 1 |  | 3.2 | [8 empty] | DUT1
[6 empty] | RF Cable藍色軟線40cm，SMA-SMA，含CORE | B122-B- |  | RF Cable藍色軟線40cm，SMA-SMA，含CORE |  |  | 1 |  | 2.9 | [8 empty] | DUT2
[6 empty] | 高頻接頭90度SMA(M)-SMA(F/RA) | B122-B- |  | 高頻接頭90度SMA(M)-SMA(F/RA) |  |  | 2 |  | 0.5
[6 empty] | SMA Rotary Joint(P3-5196G3) | B123-B |  | 345C Rotary Joint(DC~18G) SMA(F)-SMA(F) |  |  | 2 |  | 40
1 | [5 empty] | Link 天線
[6 empty] | 650MHz-6GHz平板天線(板子) | B566 |  | Frequency：650MHz-6GHz |  |  | 1 |  | 0.35 | [8 empty] | Golden Sample
[6 empty] | SMA2H3B50-0110A/91 | B123-B |  | 夾距：1.1mm(0.043inch)，Frequency：DC~18GHz |  |  | 1 |  | 0.05 | [8 empty] | Golden Sample的SMA接頭
1 | [5 empty] | A6 System Controller & Miscellaneous
[6 empty] | Measurement Horn Antenna Fixture | B565-E- |  | AINFO0710fixture |  |  | 1 |  | 3
[6 empty] | A8轉桌模組-v1 | B52 |  | 直徑120cm |  |  | 1 |  | 330
[6 empty] | 筆電治具 | B565-U |  | support from 11" to 19" screen sized laptop |  |  | 1 |  | 13.939
[6 empty] | 手機治具 | B565-U |  | support up to 9" screen size and thickness under 20 mm |  |  | 1 |  | 3.355
[6 empty] | 黑色FRP空心棒_6mm*4mm*300mmL |  |  | 6mm*4mm*300mmL |  |  | 1 |  | 0.2
[6 empty] | 平版治具 | B565-U |  | support up to 13" screen size and weight under 5 kg |  |  | 1 |  | 10.556
[6 empty] | RS232 -9PIN公→母_5米_一體成型 | B211-K |  | 9 PIN，長度:5米 |  |  | 1 |  | 0.295 | [8 empty] | 暗室內部接轉桌
[6 empty] | RS-232 連接線 1.8M_一體成型 | B211-K |  | 長度 1.8M |  |  | 1 |  | 0.055 | [8 empty] | 暗室外部接電腦
[6 empty] | Workstation Computer | B185-A-ACP4000MB |  | Workstation Controller & OS -CPU: Intel Core i5 Processor -OS: Windows 10 Pro 64 bit -Microsoft Excel -Hard Drive 500GB -RAM: 8GB -Microsoft mouse + keyboard |  |  | 1 |  | 31.5
[6 empty] | 電腦螢幕 24吋 | B185-P-Screen24 |  | 廠牌 : PHILIP 型號 : 246V5LHAB D-Sub/DVI/HDMI 三輸入介面 1920x1080 Full HD高解析 壁掛式設計 |  |  | 1 |  | 3.798
[6 empty] | Microsoft MS Excel 2016 | B166-M-Excel |  | Excel |  |  | 1 |  | 3.8
[6 empty] | GPIB Card | B183-S-GPIB-USB |  | GPIB-USB |  |  | 1 |  | 20
[6 empty] | 出貨包裝紙箱 | B251 |  | 外箱 580*495*328 仿 AB 楞，內箱 570*482*70 B 楞 |  |  | 1 |  | 0.996
6 | [5 empty] | A8 Certificated OTA
1 | [5 empty] | A8 OTA Anechoic chamber
[6 empty] | 電波隔離室 | B551-K- |  | L8.0*W:4.0*H:4.0M，含骨架L8.2*W:4.2*H:4.2M |  |  | 1 |  | 950 | [8 empty] | 950000
[6 empty] | Flat Shielding Swing Door |  |  | Dimension W1.0 x H2.0m |  |  | 1 |  | 0
[6 empty] | Access panel |  |  | 2" Waveguide tube for extension cable through, 1 set |  |  | 1 |  | 0
[6 empty] | Shielding Honeycomb Air Vent | B119 |  | Dimension: 0.3 x 0.3m (L/W) |  |  | 4 |  | 0
[6 empty] | 鐳射定位 | B186-P |  |  |  |  | 1 |  | 2.6
[6 empty] | 照明 | B182 |  |  |  |  | 4
[6 empty] | AC電源濾波器 30A | B115 |  | 220VAC 30A Insertion Loss: 100dB, 14KHz - 18GHz |  |  | 2
[6 empty] | RS-232 濾波器 | B115 |  | 耐電壓: 50V 耐電流: 200mA 工作溫度: -40到+85度C 隔離度: 85dB@6GHz |  |  | 2
[6 empty] | RJ-45 100M/1000M 濾波器 | B115 |  | 標準RJ45 (8P8C) Port數: 2Port 耐電壓: 5V 耐電流: 150mA 工作溫度: -40到+85度C 隔離度: 85dB@6GHz |  |  | 2
[6 empty] | USB 3.0 濾波器 | B115 |  | Port數: 2Port 耐電壓: 5V 耐電流: 2A 工作溫度: -40到+85度C 隔離度: 85dB@6GHz |  |  | 2
[6 empty] | OTA系列隔離門把手(鋁合金一體成型) | B563-O-A1 |  | 材質 : 5系列鋁合金, 960R圓弧, 鎖點中心孔距431mm (含所有配件與手動金屬飾板) |  |  | 1 |  | 5.7
[6 empty] | 監視系統 | B185 |  | iSecure_5MP 包含所需線路 |  |  | 1 |  | 6.3
[6 empty] | 吸波材料 SSA-050 5公分平板 黑色泡棉 | B113-R |  | 5公分平板 600 x 600 |  |  | 72 |  | 34.56
[6 empty] | 吸波材料 Atenlab 12-inch EPP material | B113-R |  | 30公分尖錐 600 x 600 |  |  | 116 |  | 183.28
[6 empty] | 吸波材料 切圓 Atenlab 12-inch EPP material | B113-R |  | 12吋切圓 |  |  | 4 |  | 6
[6 empty] | 吸波材料 Atenlab 18-inch EPP material | B113-R |  | 45公分尖錐 600 x 600 |  |  | 74 |  | 170.2
[6 empty] | 吸波材料 Atenlab 24-inch EPP material | B113-R |  | 60公分尖錐 610 x 610 |  |  | 152 |  | 448.4
[6 empty] | 吸波走道 200(H) 黑色 | B113-R-WWA20-120 |  | 吸波走道，20cm 60X120 |  |  | 1 |  | 6.6
[6 empty] | 吸波走道 300(H) 黑色 | B113-R |  | 吸波走道，30cm 60X120 |  |  | 3 |  | 7.4
1 | [5 empty] | A8 RF System
1 | [5 empty] | 被動路徑切換器 | 15-3111 |  | Passive |  |  | 1 |  | 36.018
[6 empty] | 電源供應器(RD-85B) | B182-K-RD85B |  |  |  |  | 1 |  | 0.65
[6 empty] | 可程式控制器 (DVP14SS211R) | B183-T-DVP14SS211R |  |  |  |  | 1 |  | 1.78
[6 empty] | AC電源線 1.8M | B211-K-W9791 |  |  |  |  | 1 |  | 0.075
[6 empty] | 19 Ø 金屬開關 | B221-K-S8536 |  |  |  |  | 1 |  | 0.345
[6 empty] | AC電源濾波器 | B182-D-06AE2 |  |  |  |  | 1 |  | 0.441
[6 empty] | RF Switch SPDT (Radiall R570413000) | B132-M-R570413000 |  |  |  |  | 1 |  | 4.047
[6 empty] | 組裝線141 SMA(M)-SMA(M) 20cm | B122-B-78P78P24200V3 |  |  |  |  | 2 |  | 0.7
[6 empty] | D型接頭-9PIN-F 免焊式 | B213-K-N10247 |  |  |  |  | 1 |  | 0.07
[6 empty] | 保險絲_3A(0217005) | B229-K-B7107 |  |  |  |  | 2 |  | 0.004
[6 empty] | 板金配件總成 | B561-C101-1 |  |  |  |  | 1 |  | 10
[6 empty] | 腳墊(PINGOOD S0904) | 腳墊(PINGOOD S0904) |  |  |  |  | 4 |  | 0.001
[6 empty] | RF Cable黃色線150cm，N(M)-SMA(M) | B122-B- |  | RF Cable黃色線150cm，N(M)-SMA(M) |  |  | 2 |  | 8 | [8 empty] | H、V-switch
[6 empty] | RF Cable黃色線250cm，N(M)-N(M) | B122-B- |  | RF Cable黃色線250cm，N(M)-N(M) |  |  | 1 |  | 5.5 | [8 empty] | Port1-Panel
[6 empty] | RF Cable黃色線150cm，N(M)-SMA(M) | B122-B- |  | RF Cable黃色線150cm，N(M)-SMA(M) |  |  | 1 |  | 4 | [8 empty] | por2-switch
[6 empty] | 組裝線141 SMA(M)-SMA(M) 20cm | B122-B-78P78P24200V3 |  | 放大器到Switch |  |  | 1 |  | 0.35 | [8 empty] | 放大器到Switch
[6 empty] | RS-232 連接線 1.8M_一體成型 | B211-K |  | 長度 1.8M |  |  | 1 |  | 0.055 | [8 empty] | 路徑切換器接控制電腦
[6 empty] | 低噪放整機(單Port) | B135-R-500M18G |  | 器:500MHz~18GHz,噪聲係數:2.8dBmax（500MHz～1GHz 可能在10dB左右），增益：30dB |  |  | 1 |  | 76.09
[6 empty] | Horn antenna 雙極化 700MHz - 10GHz | B121-A |  | A-info 700MHz-10GHz 雙極化 |  |  | 1 |  | 141
[6 empty] | RF Cable黃色線650cm，N(M)-N(M) | B122-B- |  | RF Cable黃色線650cm，N(M)-N(M) |  |  | 2 |  | 16 | [8 empty] | Horn-Panel
[6 empty] | RF Cable黃色線500cm，N(M)-SMA(M) | B122-B- |  | RF Cable黃色線500cm，N(M)-SMA(M) |  |  | 1 |  | 7.5 | [8 empty] | TT-Panel
[6 empty] | RF Cable藍色軟線60cm，SMA-SMA | B122-B- |  | RF Cable藍色軟線60cm，SMA-SMA |  |  | 1 |  | 3 | [8 empty] | TT內
[6 empty] | RF Cable藍色軟線350cm，SMA-SMA，含CORE | B122-B- |  | RF Cable藍色軟線350cm，SMA-SMA，含CORE |  |  | 1 |  | 9 | [8 empty] | TT上
[6 empty] | RF Cable藍色軟線60cm，SMA-SMA，含CORE | B122-B- |  | RF Cable藍色軟線60cm，SMA-SMA，含CORE |  |  | 1 |  | 3.2 | [8 empty] | DUT1
[6 empty] | RF Cable藍色軟線40cm，SMA-SMA，含CORE | B122-B- |  | RF Cable藍色軟線40cm，SMA-SMA，含CORE |  |  | 1 |  | 2.9 | [8 empty] | DUT2
[6 empty] | 高頻接頭90度SMA(M)-SMA(F/RA) | B122-B- |  | 高頻接頭90度SMA(M)-SMA(F/RA) |  |  | 2 |  | 0.5
[6 empty] | SMA Rotary Joint(P3-5196G3) | B123-B |  | 345C Rotary Joint(DC~18G) SMA(F)-SMA(F) |  |  | 2 |  | 40
1 | [5 empty] | Link天線
[6 empty] | 650MHz-6GHz平板天線(板子) | B566 |  | Frequency：650MHz-6GHz |  |  | 1 |  | 0.35 | [8 empty] | Golden Sample
[6 empty] | SMA2H3B50-0110A/91 | B123-B |  | 夾距：1.1mm(0.043inch)，Frequency：DC~18GHz |  |  | 1 |  | 0.05 | [8 empty] | Golden Sample的SMA接頭
1 | [5 empty] | A8 System Controller & Miscellaneous
[6 empty] | Measurement Horn Antenna Fixture | B565-E- |  | AINFO0710fixture |  |  | 1 |  | 3
[6 empty] | A8轉桌模組-v1 | B52 |  | 直徑120cm |  |  | 1 |  | 330
[6 empty] | 筆電治具 | B565-U |  | support from 11" to 19" screen sized laptop |  |  | 1 |  | 13.939
[6 empty] | 手機治具 | B565-U |  | support up to 9" screen size and thickness under 20 mm |  |  | 1 |  | 3.355
[6 empty] | 黑色FRP空心棒_6mm*4mm*300mmL |  |  | 6mm*4mm*300mmL |  |  | 1 |  | 0.2
[6 empty] | 平版治具 | B565-U |  | support up to 13" screen size and weight under 5 kg |  |  | 1 |  | 10.556
[6 empty] | RS232 -9PIN公→母_5米_一體成型 | B211-K |  | 9 PIN，長度:5米 |  |  | 1 |  | 0.295 | [8 empty] | 暗室內部接轉桌
[6 empty] | RS-232 連接線 1.8M_一體成型 | B211-K |  | 長度 1.8M |  |  | 1 |  | 0.055 | [8 empty] | 暗室外部接電腦
[6 empty] | Workstation Computer | B185-A-ACP4000MB |  | Workstation Controller & OS -CPU: Intel Core i5 Processor -OS: Windows 10 Pro 64 bit -Microsoft Excel -Hard Drive 500GB -RAM: 8GB -Microsoft mouse + keyboard |  |  | 1 |  | 31.5
[6 empty] | 電腦螢幕 24吋 | B185-P-Screen24 |  | 廠牌 : PHILIP 型號 : 246V5LHAB D-Sub/DVI/HDMI 三輸入介面 1920x1080 Full HD高解析 壁掛式設計 |  |  | 1 |  | 3.798
[6 empty] | Microsoft MS Excel 2016 | B166-M-Excel |  | Excel |  |  | 1 |  | 3.8
[6 empty] | GPIB Card | B183-S-GPIB-USB |  | GPIB-USB |  |  | 1 |  | 20
[6 empty] | 出貨包裝紙箱 | B251 |  | 外箱 580*495*328 仿 AB 楞，內箱 570*482*70 B 楞 |  |  | 1 |  | 0.996
M-Class
7 | [5 empty] | M1 Non-stand alone Multi-probe OTA (M1-1.5)
1 | [5 empty] | M1 OTA Anechoic chamber (僅雷射定位和吸波材)
[6 empty] | 鐳射定位 | B186 |  |  |  |  | 1
Absorber
[6 empty] | 吸波材料 SSA-050 5公分平板 黑色泡棉 | B113-R |  | 5公分平板 600 x 600 |  |  | 20 |  | 9.6
[6 empty] | 吸波材料 SPA-5 5-inch 黑色泡棉 | B113-R |  | 13公分尖錐 600 x 600 |  |  | 16 |  | 16.8
[6 empty] | 吸波走道 400(H) 黑色 | B113-R |  | 吸波走道，40cm高 60X60 |  |  | 1 |  | 7
[6 empty] | 吸波走道 200(H) 黑色 | B113-R |  | 吸波走道，20cm高 60X120 |  |  | 1 |  | 6.6
[6 empty] | 吸波走道 600(H) 黑色 | B113-R |  | 吸波走道，60cm高 60X120 |  |  | 1 |  | 14.8
1 | [5 empty] | M1 RF System
[6 empty] | 低噪放整機(單Port) | B135-R-500M18G |  | 器:500MHz~18GHz,噪聲係數:2.8dBmax（500MHz～1GHz 可能在10dB左右），增益：30dB |  |  | 1 |  | 76.09
[6 empty] | 組裝線141 SMA(M)-SMA(M) 20cm | B122-B-78P78P24200V3 |  | 放大器到Switch |  |  | 1 |  | 0.35 | [8 empty] | 放大器到Switch, 長度可能視需求調整
[6 empty] | RF Cable黃色線250cm，N(M)-SMA(M) | B122-B- |  | RF Cable黃色線250cm，N(M)-SMA(M) |  |  | 2 |  | 9.6 | [8 empty] | NA-Panel
[6 empty] | 天線環 | B553 |  | 天線環,1.5 半環+水平環 |  |  | 1 |  | 176
1 | [5 empty] | M1路徑切換器 半環12支天線,內建Passive H/V切換 | B521-A |  | Passive |  |  | 1 |  | 376.244 | [8 empty] | 內建Passive H/V切換
[6 empty] | 電源供應器(RD-125B) | B182-K-RD125B |  |  |  |  | 1 |  | 1.36
[6 empty] | 可程式控制器 (DVP14SS211R) | B183-T-DVP14SS211R |  |  |  |  | 1 |  | 1.78
[6 empty] | 可程式控制器擴充機(DVP08SN11R) | B183-T-DVP08SN11R |  |  |  |  | 2 |  | 2.2
[6 empty] | AC電源線 1.8M | B211-K-W9791 |  |  |  |  | 1 |  | 0.075
[6 empty] | 19 Ø 金屬開關 | B221-K-S8536 |  |  |  |  | 1 |  | 0.345
[6 empty] | AC電源濾波器 | B182-D-06AE2 |  |  |  |  | 1 |  | 0.441
[6 empty] | RF Switch SPDT (Radiall R570413000) | B132-M-R570413000 |  |  |  |  | 3 |  | 12.141 | [8 empty] | 其中一個用作H/V的切換
[6 empty] | 組裝線141 SMA(M)-SMA(M) 20cm | B122-B-78P78P24200V3 |  |  |  |  | 2 |  | 0.7
[6 empty] | D型接頭-9PIN-F 免焊式 | B213-K-N10247 |  |  |  |  | 1 |  | 0.07
[6 empty] | 保險絲_3A(0217005) | B229-K-B7107 |  |  |  |  | 2 |  | 0.004
[6 empty] | 4U板金配件總成 | 尚無品號 |  |  |  |  | 1 |  | 12
[6 empty] | RF Switch SP6T (Radiall R574403605) | 12-431V 品號待更新 |  |  |  |  | 4 |  | 164.828
[6 empty] | RS-232 連接線 1.8M_一體成型 | B211-K |  | 長度 1.8M |  |  | 1 |  | 0.3 | [8 empty] | 路徑切換器接控制電腦 (Chamber外)
[6 empty] | RS-232 連接線 5.0M_一體成型 | B211-K |  | 長度 5M |  |  | 1 |  | 0.3 | [8 empty] | 路徑切換器接控制電腦 (Chamber內)
[6 empty] | RF Cable黃色線550cm，SMA(M)-SMA(M) | B122-B- |  | RF Cable黃色線550cm，SMA(M)-SMA(M) |  |  | 24 |  | 156 | [8 empty] | 天線
[6 empty] | RF Cable黃色線250cm，SMA(M)-SMA(M) | B122-B- |  | RF Cable黃色線250cm，SMA(M)-SMA(M) |  |  | 1 |  | 4.3 | [8 empty] | M1SW-Panel
[6 empty] | RF Cable藍色軟線300cm，SMA(M)-SMA(M)，含CORE | B122-B- |  | RF Cable藍色軟線300cm，SMA(M)-SMA(M)，含CORE |  |  | 1 |  | 6.7 | [8 empty] | TT上
[6 empty] | RF Cable藍色軟線50cm，SMA(M)-SMA(F)，含CORE | B122-B- |  | RF Cable藍色軟線50cm，SMA(M)-SMA(F)，含CORE |  |  | 2 |  | 6.2 | [8 empty] | TT上
[6 empty] | RF Cable黃色線500cm，SMA(M)-SMA(M) | B122-B- |  | RF Cable黃色線500cm，SMA(M)-SMA(M) |  |  | 1 |  | 6.5 | [8 empty] | TT-Panel
1 | [5 empty] | Vivaldi Antenna | B121-A |  | Vivaldi 天線 |  |  | 16 |  | 56.5312
[6 empty] | SMA Straight PCB Jack Flat Pin(SMA2H1B50-0080A/91) | 12-427U |  |  |  |  | 2 |  | 1
[6 empty] | Rogers 加工 (Vivaldi antenna) | 12-5333 |  |  |  |  | 1 |  | 1.5
[6 empty] | Vivaldi上殼成品 | 12-5333-01 |  |  |  |  | 1 |  | 0.435
[6 empty] | Vivaldi下殼成品 | 12-5333-02 |  |  |  |  | 1 |  | 0.189
[6 empty] | Diclad 880 | 18-H155 |  |  |  |  | 0.33 |  | 0.4092
[6 empty] | SMA Rotary Joint(P3-5196G3) | B123-B |  | 345C Rotary Joint(DC~18G) SMA(F)-SMA(F) |  |  | 1 |  | 20
1 | [5 empty] | Link 天線
[6 empty] | 650MHz-6GHz平板天線(板子) | B566 |  | Frequency：650MHz-6GHz |  |  | 1 |  | 0.35 | [8 empty] | Golden Sample
[6 empty] | SMA2H3B50-0110A/91 | B123-B |  | 夾距：1.1mm(0.043inch)，Frequency：DC~18GHz |  |  | 1 |  | 0.05 | [8 empty] | Golden Sample的SMA接頭
1 | [5 empty] | System Controller & Miscellaneous
[6 empty] | R2_單軸轉桌控制器 | B181-T |  | MR200 |  |  | 1 |  | 65
[6 empty] | 旋轉接頭套件 | B565-F |  |  |  |  | 1 |  | 0.5
[6 empty] | 寶麗龍治具_M系列_444轉台治具 | B552-E-M444 |  |  |  |  | 1 |  | 37
[6 empty] | M系列_校驗治具 | B553-U |  |  |  |  | 1 |  | 15
[6 empty] | RS232 -9PIN公→母_5米_一體成型 | B211-K |  | 9 PIN，長度:5米 |  |  | 1 |  | 0.295 | [8 empty] | 暗室內部接轉桌
[6 empty] | RS-232 連接線 1.8M_一體成型 | B211-K |  | 長度 1.8M |  |  | 1 |  | 0.055 | [8 empty] | 暗室外部接電腦
[6 empty] | Workstation Computer | B185-A-ACP4000MB |  | Workstation Controller & OS -CPU: Intel Core i5 Processor -OS: Windows 10 Pro 64 bit -Microsoft Excel -Hard Drive 500GB -RAM: 8GB -Microsoft mouse + keyboard |  |  | 1 |  | 31.5
[6 empty] | 電腦螢幕 24吋 | B185-P-Screen24 |  | 廠牌 : PHILIP 型號 : 246V5LHAB D-Sub/DVI/HDMI 三輸入介面 1920x1080 Full HD高解析 壁掛式設計 |  |  | 1 |  | 3.798
[6 empty] | Microsoft MS Excel 2016 | B166-M-Excel |  | Excel |  |  | 1 |  | 3.8
[6 empty] | GPIB Card | B183-S-GPIB-USB |  | GPIB-USB |  |  | 1 |  | 20
可能需要有RS-232轉光纖給RS232進出隔離室用
[6 empty] | 出貨包裝紙箱 | B251 |  | 外箱 580*495*328 仿 AB 楞，內箱 570*482*70 B 楞 |  |  | 1 |  | 0.996
7 | [5 empty] | M3 Semi Ring Multi-probe OTA (M3-1.5)
1 | [5 empty] | M3 OTA Anechoic Chamber | [7 empty] | 1002
[6 empty] | 監視系統 | B185 |  | iSecure_5MP 包含所需線路 |  |  | 1
[6 empty] | 電波隔離室 | B551-K- |  | L4.0*W:4.0*H:4.0M，含骨架L4.2*W:4.2*H:4.2M |  |  | 1 |  | 600
[6 empty] | Flat Shielding Swing Door |  |  | Dimension W1.0 x H2.0m |  |  | 1 |  | 0
[6 empty] | Access panel |  |  | 2" Waveguide tube for extension cable through, 1 set |  |  | 1 |  | 0
[6 empty] | Shielding Honeycomb Air Vent | B119 |  | Dimension: 0.3 x 0.3m (L/W) |  |  | 4 |  | 0
[6 empty] | 照明 | B182 |  |  |  |  | 4
[6 empty] | 鐳射定位 | B186 |  |  |  |  | 1
[6 empty] | AC電源濾波器 30A | B115 |  | 220VAC 30A Insertion Loss: 100dB, 14KHz - 18GHz |  |  | 2
[6 empty] | RS-232 濾波器 | B115 |  | 耐電壓: 50V 耐電流: 200mA 工作溫度: -40到+85度C 隔離度: 85dB@6GHz |  |  | 3
[6 empty] | RJ-45 100M/1000M 濾波器 | B115 |  | 標準RJ45 (8P8C) Port數: 2Port 耐電壓: 5V 耐電流: 150mA 工作溫度: -40到+85度C 隔離度: 85dB@6GHz |  |  | 2
[6 empty] | USB 3.0 濾波器 | B115 |  | Port數: 2Port 耐電壓: 5V 耐電流: 2A 工作溫度: -40到+85度C 隔離度: 85dB@6GHz |  |  | 2
[6 empty] | OTA系列隔離門把手(鋁合金一體成型) | B563-O-A1 |  | 材質 : 5系列鋁合金, 960R圓弧, 鎖點中心孔距431mm (含所有配件與手動金屬飾板) |  |  | 1 |  | 5.7
[6 empty] | 吸波材料 -Material: Expandable Polypropylene -Frequency: 0.4G - 18GHz -AB-X12: 30cm/60cm height pyramid absorber -AB-X14: 5cm height flatten absorber -RoHS & REACH Compliant | B113-R | [6 empty] | 0
[6 empty] | 吸波材料 SSA-050 5公分平板 黑色泡棉 | B113-R |  | 5公分平板 600 x 600 |  |  | 93 |  | 44.6
[6 empty] | 吸波材料 SPA-5 5-inch 黑色泡棉 | B113-R |  | 13公分尖錐 600 x 600 |  |  | 16 |  | 16.8
[6 empty] | 吸波材料 Atenlab 12-inch EPP material | B113-R |  | 30公分尖錐 600 x 600 |  |  | 194 |  | 306.5
[6 empty] | 吸波走道 400(H) 黑色 | B113-R |  | 吸波走道，40cm高 60X60 |  |  | 1 |  | 7
[6 empty] | 吸波走道 200(H) 黑色 | B113-R |  | 吸波走道，20cm高 60X120 |  |  | 1 |  | 6.6
[6 empty] | 吸波走道 600(H) 黑色 | B113-R |  | 吸波走道，60cm高 60X120 |  |  | 1 |  | 14.8
1 | [5 empty] | M3 RF System | [7 empty] | 714.8152
[6 empty] | 天線環 | B553 |  | 天線環,1.5 半環+水平環 |  |  | 1 |  | 176
1 | [5 empty] | M1路徑切換器 半環12支天線,內建Passive H/V切換 | B521-A |  | Passive |  |  | 1 |  | 376.594 | [8 empty] | 內建Passive H/V切換
[6 empty] | 電源供應器(RD-125B) | B182-K-RD125B |  |  |  |  | 1 |  | 1.36
[6 empty] | 可程式控制器 (DVP14SS211R) | B183-T-DVP14SS211R |  |  |  |  | 1 |  | 1.78
[6 empty] | 可程式控制器擴充機(DVP08SN11R) | B183-T-DVP08SN11R |  |  |  |  | 2 |  | 2.2
[6 empty] | AC電源線 1.8M | B211-K-W9791 |  |  |  |  | 1 |  | 0.075
[6 empty] | 19 Ø 金屬開關 | B221-K-S8536 |  |  |  |  | 1 |  | 0.345
[6 empty] | AC電源濾波器 | B182-D-06AE2 |  |  |  |  | 1 |  | 0.441
[6 empty] | RF Switch SPDT (Radiall R570413000) | B132-M-R570413000 |  |  |  |  | 3 |  | 12.141 | [8 empty] | 其中一個用作H/V的切換
[6 empty] | 組裝線141 SMA(M)-SMA(M) 20cm | B122-B-78P78P24200V3 |  |  |  |  | 2 |  | 0.7
[6 empty] | D型接頭-9PIN-F 免焊式 | B213-K-N10247 |  |  |  |  | 1 |  | 0.07
[6 empty] | 保險絲_3A(0217005) | B229-K-B7107 |  |  |  |  | 2 |  | 0.004
[6 empty] | 4U板金配件總成 | 尚無品號 |  |  |  |  | 1 |  | 12
[6 empty] | RF Switch SP6T (Radiall R574403605) | 12-431V 品號待更新 |  |  |  |  | 4 |  | 164.828
[6 empty] | RS-232 連接線 1.8M_一體成型 | B211-K |  | 長度 1.8M |  |  | 1 |  | 0.3 | [8 empty] | 路徑切換器接控制電腦 (Chamber外)
[6 empty] | RS-232 連接線 5.0M_一體成型 | B211-K |  | 長度 5M |  |  | 1 |  | 0.3 | [8 empty] | 路徑切換器接控制電腦 (Chamber內)
[6 empty] | RF Cable黃色線550cm，SMA(M)-SMA(M) | B122-B- |  | RF Cable黃色線550cm，SMA(M)-SMA(M) |  |  | 24 |  | 156 | [8 empty] | 天線
[6 empty] | RF Cable黃色線250cm，SMA(M)-SMA(M) | B122-B- |  | RF Cable黃色線250cm，SMA(M)-SMA(M) |  |  | 1 |  | 4.3 | [8 empty] | M1SW-Panel
[6 empty] | RF Cable藍色軟線300cm，SMA(M)-SMA(M)，含CORE | B122-B- |  | RF Cable藍色軟線300cm，SMA(M)-SMA(M)，含CORE |  |  | 1 |  | 6.7 | [8 empty] | TT上
[6 empty] | RF Cable藍色軟線50cm，SMA(M)-SMA(F)，含CORE | B122-B- |  | RF Cable藍色軟線50cm，SMA(M)-SMA(F)，含CORE |  |  | 2 |  | 6.2 | [8 empty] | TT上
[6 empty] | RF Cable黃色線500cm，SMA(M)-SMA(M) | B122-B- |  | RF Cable黃色線500cm，SMA(M)-SMA(M) |  |  | 1 |  | 6.5 | [8 empty] | TT-Panel
[6 empty] | 組裝線141 SMA(M)-SMA(M) 20cm | B122-B-78P78P24200V3 |  | 放大器到Switch |  |  | 1 |  | 0.35 | [8 empty] | 放大器到Switch, 長度可能視需求調整
1 | [5 empty] | Vivaldi Antenna | B121-A |  | Vivaldi 天線 |  |  | 16 |  | 56.5312
[6 empty] | SMA Straight PCB Jack Flat Pin(SMA2H1B50-0080A/91) | 12-427U |  |  |  |  | 2 |  | 1
[6 empty] | Rogers 加工 (Vivaldi antenna) | 12-5333 |  |  |  |  | 1 |  | 1.5
[6 empty] | Vivaldi上殼成品 | 12-5333-01 |  |  |  |  | 1 |  | 0.435
[6 empty] | Vivaldi下殼成品 | 12-5333-02 |  |  |  |  | 1 |  | 0.189
[6 empty] | Diclad 880 | 18-H155 |  |  |  |  | 0.33 |  | 0.4092
[6 empty] | SMA Rotary Joint(P3-5196G3) | B123-B |  | 345C Rotary Joint(DC~18G) SMA(F)-SMA(F) |  |  | 1 |  | 20
1 | [5 empty] | 連接天線
[6 empty] | 650MHz-6GHz平板天線(板子) | B566 |  | Frequency：650MHz-6GHz |  |  | 1 |  | 0.35 | [8 empty] | Golden Sample
[6 empty] | SMA2H3B50-0110A/91 | B123-B |  | 夾距：1.1mm(0.043inch)，Frequency：DC~18GHz |  |  | 1 |  | 0.05 | [8 empty] | Golden Sample的SMA接頭
[6 empty] | RF Cable黃色線250cm，N(M)-SMA(M) | B122-B- |  | RF Cable黃色線250cm，N(M)-SMA(M) |  |  | 2 |  | 9.6 | [8 empty] | NA-Panel
[6 empty] | 低噪放整機(單Port) | B135-R-500M18G |  | 器:500MHz~18GHz,噪聲係數:2.8dBmax（500MHz～1GHz 可能在10dB左右），增益：30dB |  |  | 1 |  | 76.09
1 | [5 empty] | M3 Positioner & Control System | [7 empty] | 177.944
[6 empty] | R2_單軸轉桌控制器 | B181-T |  | MR200 |  |  | 1 |  | 65
[6 empty] | 旋轉接頭套件 | B565-F |  |  |  |  | 1 |  | 0.5
[6 empty] | 寶麗龍治具_M系列_444轉台治具 | B552-E-M444 |  |  |  |  | 1 |  | 37
[6 empty] | M系列_校驗治具 | B553-U |  |  |  |  | 1 |  | 15
[6 empty] | RS232 -9PIN公→母_5米_一體成型 | B211-K |  | 9 PIN，長度:5米 |  |  | 1 |  | 0.295 | [8 empty] | 暗室內部接轉桌
[6 empty] | RS-232 連接線 1.8M_一體成型 | B211-K |  | 長度 1.8M |  |  | 1 |  | 0.055 | [8 empty] | 暗室外部接電腦
[6 empty] | Workstation Computer | B185-A-ACP4000MB |  | Workstation Controller & OS -CPU: Intel Core i5 Processor -OS: Windows 10 Pro 64 bit -Microsoft Excel -Hard Drive 500GB -RAM: 8GB -Microsoft mouse + keyboard |  |  | 1 |  | 31.5
[6 empty] | 電腦螢幕 24吋 | B185-P-Screen24 |  | 廠牌 : PHILIP 型號 : 246V5LHAB D-Sub/DVI/HDMI 三輸入介面 1920x1080 Full HD高解析 壁掛式設計 |  |  | 1 |  | 3.798
[6 empty] | Microsoft MS Excel 2016 | B166-M-Excel |  | Excel |  |  | 1 |  | 3.8
[6 empty] | GPIB Card | B183-S-GPIB-USB |  | GPIB-USB |  |  | 1 |  | 20
[6 empty] | Atenlab Logo 大的 | B255 |  | 大間暗室適用的 |  |  | 2
[6 empty] | 出貨包裝紙箱 | B251 |  | 外箱 580*495*328 仿 AB 楞，內箱 570*482*70 B 楞 |  |  | 1 |  | 0.996
R-Class
5 | [5 empty] | R1 Shielding Box CATR Measurement
1 | [5 empty] | R1 OTA Anechoic chamber
[6 empty] | 電波隔離箱 1.1 x 0.8 x 1.8 | B112 |  | 外尺寸 1.1 x 0.8 x 1.1 m (Upright) (±0.02m) |  |  | 1
[6 empty] | 電波隔離門 0.57 x 0.97 m, 扇形 | B119 |  | 開口尺寸 0.57 x 0.97 m, 扇形電動上扣 |  |  | 1
[6 empty] | Access panel |  |  | 2" Waveguide tube for extension cable through included |  |  | 1 |  | 0
[6 empty] | 蜂巢網 | B119 |  | 開孔尺寸: 0.3 x 0.3 m |  |  | 2
[6 empty] | 照明 | B182 |  |  |  |  | 1
[6 empty] | 鐳射定位 | B186 |  | 光束: 紅光 方向: X方向/ Z方向 |  |  | 1
[6 empty] | AC電源濾波器 16A | B115 |  | 220VAC 16A Insertion Loss: 100dB, 14KHz - 18GHz |  |  | 1
[6 empty] | RS-232 濾波器 | B115 |  | 耐電壓: 50V 耐電流: 200mA 工作溫度: -40到+85度C 隔離度: 85dB@6GHz |  |  | 2
[6 empty] | RJ-45 100M/1000M 濾波器 | B115 |  | 標準RJ45 (8P8C) Port數: 2Port 耐電壓: 5V 耐電流: 150mA 工作溫度: -40到+85度C 隔離度: 85dB@6GHz |  |  | 2
[6 empty] | USB 3.0 濾波器 | B115 |  | Port數: 2Port 耐電壓: 5V 耐電流: 2A 工作溫度: -40到+85度C 隔離度: 85dB@6GHz |  |  | 2
[6 empty] | DC 電源濾波器 | B115 |  | 通用插座: 外径5.5mm / 内径2.1mm Port數: 2Port 耐電壓: 50VDC/ 35VAC 耐電流: 2A 工作溫度: -40到+85度C 隔離度: 85dB@6GHz |  |  | 2
[6 empty] | 吸波材料 Atenlab 平板 EPP material | B113 |  | 品牌: Atenlab 外形尺寸: 2cm高,平板 EPP Foam material 底座尺吋尺寸: 30 x 30 cm |  |  | 20
[6 empty] | 吸波材料 Atenlab 2-inch EPP material | B113 |  | 品牌: Atenlab 外形尺寸: 5cm高,尖錐 EPP Foam material 底座尺吋尺寸: 30 x 30 cm |  |  | 100
1 | [5 empty] | R1 RF System
[6 empty] | RF cable set for R1 外部 40GHz |  |  | Panel到Switch Switch到NA
1 | [5 empty] | 路徑切換器 | For H/V Switch 40GHz |  | Passive 40GHz
Switch BOM待更新
[6 empty] | Rolled edge Reflector (R1/ R2) 0.6 x 0.6 m | B553 |  | 反射面大小: 0.6 x 0.6 m 邊緣處理: 捲邊式 (Rolled edge) 材質: 鋁合金 結構組成: 一體成型 表面精度: ?? 潰源方向: Corner feed 焦距直徑比: 0.5 |  |  | 1
[6 empty] | Fixture for R1 feed horn | B565 |  | 4 axis positioner: Polarization/ X/ Y/ Z Polarization: 0°/ 90° with accuracy 1° Z axis: Travel 0-50 mm with accuracy 1 mm Manual control the X/Y/Z axis for phase center Feed switch: Manual |  |  | 1
[6 empty] | Fixture for 0.6 x 0.6 m Reflector (R1) | B565 |  | Azimuth: Fixed Elevation: Fixed Manual control to align the reflector with quiet zone |  |  | 1
[6 empty] | Feed antenna WR-28 | TBD |  | Dual port feed horn Operation frequency: 24 -43.5GHz VSWR: 1.4 Antenna Port: WR-28 Waveguide |  |  | 1
[6 empty] | SGH antenna WR-28 | B121 |  | Standard gain horn Operation frequency: 26.5 -40GHz Antenna Gain: 20 dBi 3dB Beamwidth: 18 degree VSWR: 1.4 Antenna Port: WR-28 Waveguide |  |  | 1
[6 empty] | RF cable set for R1 Feed-40GHz | B122 |  | RF Circult for dual polarization feed 2.92mm Connector 包含面板及天線所需之RF接頭 |  |  | 1
1 | [5 empty] | R1 System Controller & Miscellaneous
[6 empty] | DUT Platform | B565 |  | 待測物放置平台 |  |  | 1
[6 empty] | SGH 校驗治具 (R1) | B565 |  | 標準天線專用治具 |  |  | 1
[6 empty] | 出貨包裝紙箱 | B251 |  | 外箱 580*495*328 仿 AB 楞，內箱 570*482*70 B 楞 |  |  | 1 |  | 0.996
[6 empty] | Atenlab Logo 寬18cm | B255 |  | Atenlab 寬18cm |  |  | 2
5 | [5 empty] | R2 Mini Size CATR OTA
1 | [5 empty] | R2 OTA Anechoic chamber
[6 empty] | 電波隔離箱 1.2 x 0.8 x 1.9 m | B112 |  | 外尺寸 1.2 x 0.8 x 1.8 m (Upright) (±0.02m) |  |  | 1
[6 empty] | 電波隔離門 0.5 x 0.5 m, 扇形 | B119 |  | 開口尺寸 0.5 x 0.5 m, 扇形電動上扣 |  |  | 1
[6 empty] | Access panel |  |  | 2" Waveguide tube for extension cable through included |  |  | 1 |  | 0
[6 empty] | 照明 | B182 |  |  |  |  | 1
[6 empty] | 鐳射定位 | B186 |  | 光束: 紅光 方向: X方向/ Z方向 |  |  | 1
[6 empty] | AC電源濾波器 16A | B115 |  | 220VAC 16A Insertion Loss: 100dB, 14KHz - 18GHz |  |  | 1
[6 empty] | RS-232 濾波器 | B115 |  | 耐電壓: 50V 耐電流: 200mA 工作溫度: -40到+85度C 隔離度: 85dB@6GHz |  |  | 2
[6 empty] | RJ-45 100M/1000M 濾波器 | B115 |  | 標準RJ45 (8P8C) Port數: 2Port 耐電壓: 5V 耐電流: 150mA 工作溫度: -40到+85度C 隔離度: 85dB@6GHz |  |  | 2
[6 empty] | USB 3.0 濾波器 | B115 |  | Port數: 2Port 耐電壓: 5V 耐電流: 2A 工作溫度: -40到+85度C 隔離度: 85dB@6GHz |  |  | 2
[6 empty] | DC 電源濾波器 | B115 |  | 通用插座: 外径5.5mm / 内径2.1mm Port數: 2Port 耐電壓: 50VDC/ 35VAC 耐電流: 2A 工作溫度: -40到+85度C 隔離度: 85dB@6GHz |  |  | 2
[6 empty] | 吸波材料 Atenlab 平板 EPP material | B113 |  | 品牌: Atenlab 外形尺寸: 2cm高,平板 EPP Foam material 底座尺吋尺寸: 30 x 30 cm |  |  | 20
[6 empty] | 吸波材料 Atenlab 2-inch EPP material | B113 |  | 品牌: Atenlab 外形尺寸: 5cm高,尖錐 EPP Foam material 底座尺吋尺寸: 30 x 30 cm |  |  | 100
1 | [5 empty] | R2 RF System
1 | [5 empty] | 被動路徑切換器 40GHz |  |  | Passive |  |  | 1 |  | 42.566
[6 empty] | 電源供應器(RD-85B) | B182-K-RD85B |  |  |  |  | 1 |  | 0.65
[6 empty] | 可程式控制器 (DVP14SS211R) | B183-T-DVP14SS211R |  |  |  |  | 1 |  | 1.78
[6 empty] | AC電源線 1.8M | B211-K-W9791 |  |  |  |  | 1 |  | 0.075
[6 empty] | 19 Ø 金屬開關 | B221-K-S8536 |  |  |  |  | 1 |  | 0.345
[6 empty] | AC電源濾波器 | B182-D-06AE2 |  |  |  |  | 1 |  | 0.441
[6 empty] | RF Switch SPDT (Radiall R585833200) 50 termination | B132-A-R585833200 |  |  |  |  | 1 |  | 24
[6 empty] | 組裝線141 SMA(M)-SMA(M) 20cm | B122-B-78P78P24200V3 |  |  |  |  | 2 |  | 0.7
[6 empty] | D型接頭-9PIN-F 免焊式 | B213-K-N10247 |  |  |  |  | 1 |  | 0.07
[6 empty] | 保險絲_3A(0217005) | B229-K-B7107 |  |  |  |  | 2 |  | 0.004
[6 empty] | 板金配件總成 | B561-C101-1 |  |  |  |  | 1 |  | 10
[6 empty] | 腳墊(PINGOOD S0904) | 腳墊(PINGOOD S0904) |  |  |  |  | 4 |  | 0.001
[6 empty] | FL354 K(M)-K(M)-70cm | B122-B-38P38P98700S |  |  |  |  | 2 |  | 1.4 | [8 empty] | Panel 到 Switch
[6 empty] | RSF-085 K(M)-K(M)-20cm | [5 empty] | 1 |  | 1.5 | [8 empty] | Switch 到 放大器
[6 empty] | RSF-085 K(M)-K(M)-50cm | B122-B-38P38P25500T2 |  |  |  |  | 1 |  | 1.6 | [8 empty] | 放大器到網儀
[6 empty] | LNA 26.5-40 GHz | B135 |  | Frequency range: 26.5 - 40 GHz Gain: 30 dB Noise figure: 3.0 dB P1dB: 10 dBm Damage RF input power: 0 dBm Voltage: 12 VDC DC current: 0.25 A Operation temperature: 0 - 50 degree C |  |  | 1
[6 empty] | Rolled edge Reflector (R1/ R2) 0.6 x 0.6 m | B553 |  | 反射面大小: 0.6 x 0.6 m 邊緣處理: 捲邊式 (Rolled edge) 材質: 鋁合金 結構組成: 一體成型 表面精度: ?? 潰源方向: Corner feed 焦距直徑比: 0.5 |  |  | 1
[6 empty] | Fixture for R2 feed horn | B565 |  | 4 axis positioner: Polarization/ X/ Y/ Z Polarization: 0°/ 90° with accuracy 1° Z axis: Travel 0-50 mm with accuracy 1 mm Manual control the X/Y/Z axis for phase center Feed switch: Manual |  |  | 1
[6 empty] | Fixture for 0.6 x 0.6 m Reflector (R2) | B565 |  | Azimuth: Fixed Elevation: Fixed Manual control to align the reflector with quiet zone |  |  | 1
[6 empty] | Feed antenna WR-28 | TBD |  | Dual port feed horn Operation frequency: 24 -43.5GHz VSWR: 1.4 Antenna Port: WR-28 Waveguide |  |  | 1
[6 empty] | SGH antenna WR-28 | B121 |  | Standard gain horn Operation frequency: 26.5 -40GHz Antenna Gain: 20 dBi 3dB Beamwidth: 18 degree VSWR: 1.4 Antenna Port: WR-28 Waveguide |  |  | 1
[6 empty] | RF cable set for R2 Feed-40GHz | B122 |  | RF Circult for dual polarization feed 2.92mm Connector 包含面板及天線所需之RF接頭 |  |  | 1
[6 empty] | Rotary joint DC-40GHz 2.92mm (F) | B123 |  | Frequency range: DC-40GHz Connector: 2.92mm (F) Max. insertion Loss: 0.4dB@20GHz, 0.7dB@40GHz VSWR: 1.45:1@20GHz, 1.75:1@40GHz VSWR Wow: 1.05@20GHz, 1.1@40GHz Average power @ 1GHz: 50W Peak power@1GHz: 500W Max. DC current: 3A |  |  | 2
1 | [5 empty] | System Controller & Miscellaneous
[6 empty] | Touch IPC | B185 |  | CPU: Intel® Core™ i5-6300U RAM: 8GB Mointor: 15.6" P-Cap.Touch OS: Win7 English MS Excel included |  |  | 1
[6 empty] | GPIB-USB-HS+ | B183 |  | Brand: National Instruments I/O connector: GPIB to USB Type A |  |  | 1
[6 empty] | DUT positoner (R2) | B556 |  | Motion: Roll/ Azimuth Vertical loading: 2 kg Max. DUT size: 0.3 m Encoder accuracy: 0.1 degree Roll axis: Travel 0° - 360°, 5 - 20 RPM Azimuth axis: Travel 0° - 360°, 2 - 10 RPM DUT mount: Flange fixture |  |  | 1
[6 empty] | 插座 | B189 |  | 插座位置: 轉桌盤面上 插座形式: RJ-45Giga x2, USB3.0 x2, DC2.1mm x2, ACx1 |  |  | 1
[6 empty] | 出貨包裝紙箱 | B251 |  | 外箱 580*495*328 仿 AB 楞，內箱 570*482*70 B 楞 |  |  | 1 |  | 0.996
[6 empty] | DUT Fixture (R2) | B565 |  | 平板形式治具 |  |  | 1
[6 empty] | SGH 校驗治具 (R2) | B565 |  | 標準天線專用治具 |  |  | 1
[6 empty] | Atenlab Logo 寬18cm | B255 |  | Atenlab 寬18cm |  |  | 2
5 | [5 empty] | R3 Small Size CATR OTA
1 | [5 empty] | R3 OTA Anechoic chamber
[6 empty] | 電波隔離室 3.2 x 2.5 x 2.5 | B112 |  | 外尺寸 3.2 x 2.5 x 2.5 m (±0.03m) |  |  | 1
[6 empty] | 電波隔離門 1.0 x 2.0 m 扇形 | B119 |  | 開口尺寸 1.0 x 2.0 m, 扇形電動上扣 |  |  | 1
[6 empty] | Access panel |  |  | 2" Waveguide tube for extension cable through included |  |  | 1 |  | 0
[6 empty] | 蜂巢網 | B119 |  | 開孔尺寸: 0.3 x 0.3 m |  |  | 2
[6 empty] | 照明 | B182 |  |  |  |  | 1
[6 empty] | 鐳射定位 | B186 |  |  |  |  | 1
[6 empty] | AC電源濾波器 30A | B115 |  | 220VAC 30A Insertion Loss: 100dB, 14KHz - 18GHz |  |  | 1
[6 empty] | RS-232 濾波器 | B115 |  | 耐電壓: 50V 耐電流: 200mA 工作溫度: -40到+85度C 隔離度: 85dB@6GHz 兩個一組(做成隧道盒) |  |  | 2
[6 empty] | RJ-45 100M/1000M 濾波器 | B115 |  | 標準RJ45 (8P8C) Port數: 2Port 耐電壓: 5V 耐電流: 150mA 工作溫度: -40到+85度C 隔離度: 85dB@6GHz 兩個一組(做成隧道盒) |  |  | 2
[6 empty] | USB 3.0 濾波器 | B115 |  | Port數: 2Port 耐電壓: 5V 耐電流: 2A 工作溫度: -40到+85度C 隔離度: 85dB@6GHz 兩個一組(做成隧道盒) |  |  | 2
[6 empty] | 監視系統 | B185 |  |  |  |  | 1
[6 empty] | OTA系列隔離門把手(鋁合金一體成型) | B563-O-A1 |  | 材質 : 5系列鋁合金, 960R圓弧, 鎖點中心孔距431mm (含所有配件與手動金屬飾板) |  |  | 1
[6 empty] | 吸波材料 Atenlab 平板 EPP material | B113 |  | 品牌: Atenlab 外形尺寸: 2cm高,平板 EPP Foam material 底座尺吋尺寸: 30 x 30 cm |  |  | 60
[6 empty] | 吸波材料 Atenlab 2-inch EPP material | B113 |  | 品牌: Atenlab 外形尺寸: 5cm高,尖錐 EPP Foam material 底座尺吋尺寸: 30 x 30 cm |  |  | 440
1 | [5 empty] | R3 RF System
1 | [5 empty] | 被動路徑切換器 40GHz |  |  | Passive |  |  | 1 |  | 57.966
[6 empty] | FL354 K(M)-K(M)-150cm | B122-B-38P38P981500S |  |  |  |  | 2 |  | 16.8 | [8 empty] | Panel 到 Switch
[6 empty] | RSF-085 K(M)-K(M)-20cm | [5 empty] | 1 |  | 1.5 | [8 empty] | Switch 到 放大器
[6 empty] | RSF-085 K(M)-K(M)-50cm | B122-B-38P38P25500T2 |  |  |  |  | 1 |  | 1.6 | [8 empty] | 放大器到網儀
[6 empty] | 電源供應器(RD-85B) | B182-K-RD85B |  |  |  |  | 1 |  | 0.65
[6 empty] | 可程式控制器 (DVP14SS211R) | B183-T-DVP14SS211R |  |  |  |  | 1 |  | 1.78
[6 empty] | AC電源線 1.8M | B211-K-W9791 |  |  |  |  | 1 |  | 0.075
[6 empty] | 19 Ø 金屬開關 | B221-K-S8536 |  |  |  |  | 1 |  | 0.345
[6 empty] | AC電源濾波器 | B182-D-06AE2 |  |  |  |  | 1 |  | 0.441
[6 empty] | RF Switch SPDT (Radiall R585833200) 50 termination | B132-A-R585833200 |  |  |  |  | 1 |  | 24
[6 empty] | 組裝線141 SMA(M)-SMA(M) 20cm | B122-B-78P78P24200V3 |  |  |  |  | 2 |  | 0.7
[6 empty] | D型接頭-9PIN-F 免焊式 | B213-K-N10247 |  |  |  |  | 1 |  | 0.07
[6 empty] | 保險絲_3A(0217005) | B229-K-B7107 |  |  |  |  | 2 |  | 0.004
[6 empty] | 板金配件總成 | B561-C101-1 |  |  |  |  | 1 |  | 10
[6 empty] | 腳墊(PINGOOD S0904) | 腳墊(PINGOOD S0904) |  |  |  |  | 4 |  | 0.001
[6 empty] | LNA 26.5-40 GHz | B135 |  | Frequency range: 26.5 - 40 GHz Gain: 30 dB Noise figure: 3.0 dB P1dB: 10 dBm Damage RF input power: 0 dBm Voltage: 12 VDC DC current: 0.25 A Operation temperature: 0 - 50 degree C |  |  | 1
[6 empty] | Rolled edge Reflector (R1/ R2/ R3) 0.6 x 0.6 m | B553 |  | 反射面大小: 0.6 x 0.6 m 邊緣處理: 捲邊式 (Rolled edge) 材質: 鋁合金 結構組成: 一體成型 表面精度: ?? 潰源方向: Corner feed 焦距直徑比: 0.5 |  |  | 1
[6 empty] | Fixture for R3 feed horn | B565 |  | 4 axis positioner: Polarization/ X/ Y/ Z Polarization: 0°/ 90° with accuracy 1° Z axis: Travel 0-50 mm with accuracy 1 mm Manual control the X/Y/Z axis for phase center Feed switch: Manual |  |  | 1
[6 empty] | Fixture for 0.6 x 0.6 m Reflector (R3) | B565 |  | Azimuth: Fixed Elevation: Fixed Manual control to align the reflector with quiet zone |  |  | 1
[6 empty] | Feed antenna WR-28 |  |  | Dual port feed horn Operation frequency: 24 -43.5GHz VSWR: 1.4 Antenna Port: WR-28 Waveguide |  |  | 1
[6 empty] | SGH antenna WR-28 | B121 |  | Standard gain horn Operation frequency: 26.5 -40GHz Antenna Gain: 20 dBi 3dB Beamwidth: 18 degree VSWR: 1.4 Antenna Port: WR-28 Waveguide |  |  | 1
[6 empty] | RF cable set for R3 Feed-40GHz | B122 |  | RF Circult for dual polarization feed 2.92mm Connector 包含面板及天線所需之RF接頭 |  |  | 1
[6 empty] | Rotary joint DC-40GHz 2.92mm (F) | B123 |  | Frequency range: DC-40GHz Connector: 2.92mm (F) Max. insertion Loss: 0.4dB@20GHz, 0.7dB@40GHz VSWR: 1.45:1@20GHz, 1.75:1@40GHz VSWR Wow: 1.05@20GHz, 1.1@40GHz Average power @ 1GHz: 50W Peak power@1GHz: 500W Max. DC current: 3A |  |  | 2
1 | [5 empty] | R3 System Controller & Miscellaneous
[6 empty] | Workstation Computer | B185-A-ACP4000MB |  | Workstation Controller & OS -CPU: Intel Core i5 Processor -OS: Windows 10 Pro 64 bit -Microsoft Excel -Hard Drive 500GB -RAM: 8GB -Microsoft mouse + keyboard |  |  | 1 |  | 31.5
[6 empty] | LCD monitor 24" |  |  | Diagonal Size: 24" Panel Type: TN Aspect Ratio: 16:9 Dimensions (WxDxH) - with stand: 21.9 x 7.1 x 16.6 in Input Connectors: HDMI, VGA Power Consumption: 25 Watt |  |  | 1
[6 empty] | PCI-GPIB+ | B183 |  | Brand: National Instruments I/O connector: GPIB to Universal PCI |  |  | 1
[6 empty] | DUT positoner (R3) | B556 |  | Motion: Roll/ Azimuth Vertical loading: 20 kg Max. DUT size: 0.6 m Encoder accuracy: 0.1 degree Roll axis: Travel 0° - 360°, 5 - 20 RPM Azimuth axis: Travel 0° - 360°, 2 - 10 RPM DUT mount: Flange fixture |  |  | 1
[6 empty] | 開關及插座 |  |  | 插座位置: Phi軸上 插座形式: RJ-45Giga x2, USB3.0 x2, ACx1 |  |  | 1
[6 empty] | DUT Fixture | B565 |  | 平板形式治具 |  |  | 1
[6 empty] | SGH 校驗治具 | B565 |  | 標準天線專用治具 |  |  | 1
[6 empty] | 儀器櫃 | [5 empty] | 1
[6 empty] | 出貨包裝紙箱 | B251 |  | 外箱 580*495*328 仿 AB 楞，內箱 570*482*70 B 楞 |  |  | 1 |  | 0.996
[6 empty] | Atenlab Logo 大的 | B255 |  | 大間暗室適用的 |  |  | 2
5 | [5 empty] | R6 Regular CATR OTA
1 | [5 empty] | R6 OTA Anechoic chamber
[6 empty] | 電波隔離室 9.7 x 4.4 x 3.4 m | B112 |  | 外尺寸 9.7 x 4.4 x 3.4 m (±0.03m) (側牆饋入) |  |  | 1
[6 empty] | 電波隔離門 1.5 x 2.0 m 扇形 | B119 |  | 開口尺寸 1.5 x 2.0 m, 扇形電動上扣 |  |  | 1
[6 empty] | Access panel |  |  | 2" Waveguide tube for extension cable through included |  |  | 1 |  | 0
[6 empty] | 蜂巢網 | B119 |  | 開孔尺寸: 0.3 x 0.3 m |  |  | 4
[6 empty] | 照明 | B182 |  |  |  |  | 3
[6 empty] | 鐳射定位 | B186 |  | 光束: 紅光 方向: X方向/ Z方向 |  |  | 1
[6 empty] | AC電源濾波器 100A | B115 |  | 220VAC 100A Insertion Loss: 100dB, 14KHz - 18GHz |  |  | 2
[6 empty] | RS-232 濾波器 | B115 |  | 耐電壓: 50V 耐電流: 200mA 工作溫度: -40到+85度C 隔離度: 85dB@6GHz |  |  | 2
[6 empty] | RJ-45 100M/1000M 濾波器 | B115 |  | 標準RJ45 (8P8C) Port數: 2Port 耐電壓: 5V 耐電流: 150mA 工作溫度: -40到+85度C 隔離度: 85dB@6GHz |  |  | 2
[6 empty] | USB 3.0 濾波器 | B115 |  | Port數: 2Port 耐電壓: 5V 耐電流: 2A 工作溫度: -40到+85度C 隔離度: 85dB@6GHz |  |  | 2
[6 empty] | OTA系列隔離門把手(鋁合金一體成型) | B563-O-A1 |  | 材質 : 5系列鋁合金, 960R圓弧, 鎖點中心孔距431mm (含所有配件與手動金屬飾板) |  |  | 1
[6 empty] | 監視系統 | B185 |  |  |  |  | 1
[6 empty] | 吸波材料 Atenlab 12-inch EPP material | B113 |  | 品牌: Atenlab 外形尺寸: 30cm高,尖錐 EPP Foam material 底座尺吋尺寸: 60 x 60 cm |  |  | 540
[6 empty] | 吸波材料 SSA-050 5公分平板 黑色泡棉 | B113 |  | 品牌: 霖昱 外形尺寸: 5cm高,平板 黑色泡棉 底座尺吋尺寸: 60 x 60 cm |  |  | 95
[6 empty] | 吸波走道 1200X600X300(H) 黑色 | B113 |  | 1200X600X300(H) 吸波走道 黑 |  |  | 2
1 | [5 empty] | R6 RF System
1 | [5 empty] | 被動路徑切換器 40GHz |  |  | Passive |  |  | 1 |  | 57.966
[6 empty] | 電源供應器(RD-85B) | B182-K-RD85B |  |  |  |  | 1 |  | 0.65
[6 empty] | 可程式控制器 (DVP14SS211R) | B183-T-DVP14SS211R |  |  |  |  | 1 |  | 1.78
[6 empty] | AC電源線 1.8M | B211-K-W9791 |  |  |  |  | 1 |  | 0.075
[6 empty] | 19 Ø 金屬開關 | B221-K-S8536 |  |  |  |  | 1 |  | 0.345
[6 empty] | AC電源濾波器 | B182-D-06AE2 |  |  |  |  | 1 |  | 0.441
[6 empty] | RF Switch SPDT (Radiall R585833200) 50 termination | B132-A-R585833200 |  |  |  |  | 1 |  | 24
[6 empty] | 組裝線141 SMA(M)-SMA(M) 20cm | B122-B-78P78P24200V3 |  |  |  |  | 2 |  | 0.7
[6 empty] | D型接頭-9PIN-F 免焊式 | B213-K-N10247 |  |  |  |  | 1 |  | 0.07
[6 empty] | 保險絲_3A(0217005) | B229-K-B7107 |  |  |  |  | 2 |  | 0.004
[6 empty] | 板金配件總成 | B561-C101-1 |  |  |  |  | 1 |  | 10
[6 empty] | 腳墊(PINGOOD S0904) | 腳墊(PINGOOD S0904) |  |  |  |  | 4 |  | 0.001
[6 empty] | FL354 K(M)-K(M)-150cm | B122-B-38P38P981500S |  |  |  |  | 2 |  | 16.8 | [8 empty] | Panel 到 Switch
[6 empty] | RSF-085 K(M)-K(M)-20cm | [5 empty] | 1 |  | 1.5 | [8 empty] | Switch 到 放大器
[6 empty] | RSF-085 K(M)-K(M)-50cm | B122-B-38P38P25500T2 |  |  |  |  | 1 |  | 1.6 | [8 empty] | 放大器到網儀
[6 empty] | LNA 26.5-40 GHz | B135 |  | Frequency range: 26.5 - 40 GHz Gain: 30 dB Noise figure: 3.0 dB P1dB: 10 dBm Damage RF input power: 0 dBm Voltage: 12 VDC DC current: 0.25 A Operation temperature: 0 - 50 degree C |  |  | 1
[6 empty] | Rolled edge Reflector (R6 TTC) 2.1 x 2.1 m | B553 |  | 反射面大小: 2.1 x 2.1 m 邊緣處理: 捲邊式 (Rolled edge) 材質: 鋁合金 結構組成: 一體成型 表面精度: ?? 潰源方向: Corner feed 焦距直徑比: 0.42 |  |  | 1
[6 empty] | Fixture for R6 feed horn | B565 |  | 4 axis positioner: Polarization/ X/ Y/ Z and Az X/ Z axis: Travel ±100mm with accuracy 0.1 mm Y axis: Travel ±450mm with accuracy 0.1 mm Az axis: Travel ±10∘with accuracy 0.1∘ Auto control for phase center Feed switch: Auto |  |  | 1
[6 empty] | Fixture for 2.1 x 2.1 m Reflector (R6) | B565 |  | 3 axis positioner: X-axis/ Azimuth/ Elevation X-axis: Travel ±210 mm Azimuth: Travel ±5 degree Elevation: Travel ±5 degree Manual control to align the reflector with quiet zone |  |  | 1
[6 empty] | Feed antenna WR-28 |  |  | Dual port feed horn Operation frequency: 24 -43.5GHz VSWR: 1.4 Antenna Port: WR-28 Waveguide |  |  | 1
[6 empty] | SGH antenna WR-28 | B121 |  | Standard gain horn Operation frequency: 26.5 -40GHz Antenna Gain: 20 dBi 3dB Beamwidth: 18 degree VSWR: 1.4 Antenna Port: WR-28 Waveguide |  |  | 1
[6 empty] | RF cable set for R6 Feed-40GHz |  |  | RF Circult for dual polarization feed 2.92mm Connector 包含面板及天線所需之RF接頭 |  |  | 1
[6 empty] | Rotary joint DC-40GHz 2.92mm (F) | B123 |  | Frequency range: DC-40GHz Connector: 2.92mm (F) Max. insertion Loss: 0.4dB@20GHz, 0.7dB@40GHz VSWR: 1.45:1@20GHz, 1.75:1@40GHz VSWR Wow: 1.05@20GHz, 1.1@40GHz Average power @ 1GHz: 50W Peak power@1GHz: 500W Max. DC current: 3A |  |  | 2
1 | [5 empty] | System Controller & Miscellaneous
[6 empty] | Workstation Computer | B185-A-ACP4000MB |  | Workstation Controller & OS -CPU: Intel Core i5 Processor -OS: Windows 10 Pro 64 bit -Microsoft Excel -Hard Drive 500GB -RAM: 8GB -Microsoft mouse + keyboard |  |  | 1 |  | 31.5
[6 empty] | LCD monitor 24" |  |  | Diagonal Size: 24" Panel Type: TN Aspect Ratio: 16:9 Dimensions (WxDxH) - with stand: 21.9 x 7.1 x 16.6 in Input Connectors: HDMI, VGA Power Consumption: 25 Watt |  |  | 1
[6 empty] | PCI-GPIB+ | B183 |  | Brand: National Instruments I/O connector: GPIB to Universal PCI |  |  | 1
[6 empty] | DUT positoner (R6) | B556 |  | 規格待定 |  |  | 1
[6 empty] | DUT Fixture | B565 |  | 平板形式治具 |  |  | 1
[6 empty] | SGH 校驗治具 | B565 |  | 標準天線專用治具 |  |  | 1
[6 empty] | 開關及插座 |  |  | 插座位置: Phi軸上 插座形式: RJ-45Giga x2, USB3.0 x2, ACx1 |  |  | 1
[6 empty] | 儀器櫃 | [5 empty] | 1
[6 empty] | 出貨包裝紙箱 | B251 |  | 外箱 580*495*328 仿 AB 楞，內箱 570*482*70 B 楞 |  |  | 1 |  | 0.996
[6 empty] | Atenlab Logo 大的 | B255 |  | 大間暗室適用的 |  |  | 2
E-Class
3 | [5 empty] | 3m Semi Chamber (EMI)
1 | [5 empty] | Semi anechoic chamber(SAC)
Anechoic chamber
[6 empty] | 電波隔離室9.4(L) x 6.3(W) x 6.3(H)m | [5 empty] | 1
Absorber and Ferrite Tiles
[6 empty] | Ferrite tile Inner 5 surface installation 100(L)x100(W)x6.7(H)mm | [5 empty] | 24768
[6 empty] | Ferrite tile plastic pad | [5 empty] | 24768
[6 empty] | FHY-100-CO | [5 empty] | 2
[6 empty] | E&C WAVASORB VHY-5 CO | [5 empty] | 2
[6 empty] | E&C WAVASORB VHY-12-CO | [5 empty] | 6
[6 empty] | E&C WAVASORB VHY-18 4H-CO | [5 empty] | 6
[6 empty] | E&C WAVASORB VHY-12 4H | [5 empty] | 78
[6 empty] | E&C WAVASORB VHY-18 4H | [5 empty] | 178
[6 empty] | E&C WAVASORB VHP-12 -CO | [5 empty] | 25
Fixation disc 9.5/15
White Cap
[6 empty] | Absorbers White Cap | [5 empty] | 280
Ferrite tile Cap
Positioner System
[6 empty] | Bore Sight Antenna Tower 1-4m scanning | [5 empty] | 1
[6 empty] | 2m Turntable | [5 empty] | 1
[6 empty] | Controller Box | [5 empty] | 1
1 | [5 empty] | Control room
Shielding room
[6 empty] | 電波隔離室 6(L)x3(W)x3(H)m | [5 empty] | 1
[6 empty] | -電動半自動 -1.2(W) x 2.1(H)m | [5 empty] | 1
[6 empty] | 照明 | [5 empty] | 4
[6 empty] | 蜂巢網 | [5 empty] | 4
[6 empty] | Raised floor 0.13 m high | [5 empty] | 1
[6 empty] | AC Power Filter Single phase(1P2W)110-220 VAC/30 A | [5 empty] | 2
[6 empty] | Data Filter RJ11 | [5 empty] | 1
[6 empty] | Data Filter RJ45 10M/100M | [5 empty] | 1
報價BOM資料庫(不能刪除)(Sean)
1-評估 | 1 | 1 |  |  | A2 | Active Component | A2XX | 2 | 吸波材料 |  |  | 1 | [5 empty] | 0 | 0 | #DIVIDE BY ZERO | 0% | 0% | 1/30前完成資料 Q20344-Solid-USA
1-評估 |  | 2 | A |  | A116.C01 | Access Point -Model: ASUS RT-AC66U -IEEE 802.11a/b/g/n/ac -2.4GHz 3x3 MIMO -5GHz 3x3 MIMO | A2XX.X51 |  | 21119緯創 21134光寶 |  |  | 1 |  | 29.4 | [9 empty] | 29.4 |  | #DIVIDE BY ZERO |  | -29.4 | #DIVIDE BY ZERO | #UNPARSEABLE | #BLOCKED |  | -0.98 | #DIVIDE BY ZERO | 0 | 0 | 0 | #DIVIDE BY ZERO | #DIVIDE BY ZERO
|  | 0 |  |  | A116.C01 | 無線網路分享器 (ASUSRT-AC66U+) | B171-P-RTAC66U+ |  |  |  |  | 1 |  | 29 | [9 empty] | 29 |  | #DIVIDE BY ZERO |  | -29 | #DIVIDE BY ZERO | #UNPARSEABLE | #BLOCKED |  | -0.96667 | #DIVIDE BY ZERO | 0 | 0 | 0 | #DIVIDE BY ZERO | #DIVIDE BY ZERO
|  | 0 |  |  | A116.C01 | SMA Adaptor SMA 外公內母 - SMA 外母內母 | B123-B-15 |  |  |  |  | 4 |  | 0.4 | [9 empty] | 0.4 |  | #DIVIDE BY ZERO |  | -0.4 | #DIVIDE BY ZERO | #UNPARSEABLE | #BLOCKED |  | -0.013333 | #DIVIDE BY ZERO | 0 | 0 | 0 | #DIVIDE BY ZERO | #DIVIDE BY ZERO
1-評估 |  | 0 | A |  | A116.C01 | Access Point -Model: ASUS GT-AXE11000 -IEEE 802.11a/b/g/n/ac/ax -2.4GHz 4x4 MIMO -5GHz 4x4 MIMO -6GHz 4x4 MIMO | A2XX.X61 |  | 21134光寶 |  |  | 1 |  | 91.1 | [9 empty] | 91.1 |  | #DIVIDE BY ZERO |  | -91.1 | #DIVIDE BY ZERO | #UNPARSEABLE | #BLOCKED |  | -3.0367 | #DIVIDE BY ZERO | 0 | 0 | 0 | #DIVIDE BY ZERO | #DIVIDE BY ZERO
[6 empty] | 無線網路分享器 (ASUS GT-AXE-11000US) | B171-A-GTAXE11000 |  |  |  |  | 1 |  | 27
[5 empty] | A212.X | RF Cable I PEX 20cm，SMA(F)-MHF | B122-B-78JIPX34200S |  |  |  |  | 4 |  | 0.4 | [8 empty] | RF Cable IPEX-SMA(F) 20cm x4, AP上(視需求修改數量及IPEX形式) | [14 empty] | #DIVIDE BY ZERO | #DIVIDE BY ZERO
[5 empty] | A212.X | RF Cable I PEX 20cm，SMA(F)-MHF 4 | B122-R-PXIV2C59-200 |  |  |  |  | 4 |  | 0.7 | [8 empty] | RF Cable IPEX-SMA(F) 20cm x4, AP上(視需求修改數量及IPEX形式) | [14 empty] | #DIVIDE BY ZERO | #DIVIDE BY ZERO
[5 empty] | A212.X | Throughput Path Switching Box(4 channels) | B521-A-OTASW-TP-PH |  |  |  |  | 1 |  | 39 | [8 empty] | 因為AP有兩組天線(低頻高頻)要切換選擇 | [14 empty] | #DIVIDE BY ZERO | #DIVIDE BY ZERO
[5 empty] | A212.X | FL-410S SMA(M)-SMA(M)-80cm CA78P78P95-800S4 | B553-B-78P78P95800S4 |  |  |  |  | 8 |  | 24 | [8 empty] | RF Cable SMA(M)-SMA(M)-80cm x8, AP到切換器 | [14 empty] | #DIVIDE BY ZERO | #DIVIDE BY ZERO
1-評估 | 1 | 1 |  |  | A2 | AB-Absorber | A212 | 2 | 吸波材料 |  |  | 1 | [5 empty] | 0 | 0 | #DIVIDE BY ZERO | 0% | 0% | 1/30前完成資料 Q20344-Solid-USA
3-量產 |  | Y |  |  | A212.PON | AB-X EPP Absorber | A212.X |  | 基本功能 |  |  | 1 | [5 empty] | 0 | 0 | #DIVIDE BY ZERO | #UNPARSEABLE | #UNPARSEABLE |  |  |  | #DIVIDE BY ZERO | 1300000 | 1300000 | 100% | #UNPARSEABLE | #BLOCKED | 60000 | 60000 | 100%
3-量產 |  |  |  |  | A212.X | AB-X1 EPP Absorber | A212.X1 |  | 硬體成本10% | [8 empty] | 0 | 0 | #DIVIDE BY ZERO | #DIVIDE BY ZERO | #DIVIDE BY ZERO | [15 empty] | #DIVIDE BY ZERO | #DIVIDE BY ZERO
3-量產 |  |  |  |  | A212.X | AB-X12 EPP Pyramid Absorber | A212.X12 |  | 10- 90cm | [8 empty] | 0 | 0 | #DIVIDE BY ZERO | #DIVIDE BY ZERO | #DIVIDE BY ZERO | [15 empty] | #DIVIDE BY ZERO | #DIVIDE BY ZERO
1-評估 |  |  |  |  | A212.X | AB-X12-03 EPP 5.5cm Height Pyramid Absorber -Material: Expandable Polypropylene -Frequency: 0.1 - 110GHz -Dimension: L30.0 x W30.0 x H5.5cm -RoHS & REACH Compliant | A212.X121 | [6 empty] | 0.203 | [23 empty] | #DIVIDE BY ZERO | #DIVIDE BY ZERO
[6 empty] | Aten-6P EPP Absorber | B552-B-6P |  | 品牌: Atenlab 外形尺寸: 5cm高,尖錐 EPP Foam material 底座尺吋尺寸: 30 x 30 cm |  |  | 1 |  | 0.203
1-評估 |  |  |  |  | A212.X | AB-X12-30 EPP 30cm Height Pyramid Absorber -Material: Expandable Polypropylene -Frequency: 0.1 - 110GHz -Dimension: L60.0 x W60.0 x H30.0cm -RoHS & REACH Compliant | A212.X123 | [6 empty] | 1.525 | [23 empty] | #DIVIDE BY ZERO | #DIVIDE BY ZERO
[6 empty] | Aten-30P EPP Absorber | B552-U-30P |  | Pyramidal absorber: 60(L)x60(W)x31(H)cm Material:EPP (舊規格:EPP(Hanwha-15P全導電料) |  |  | 1 |  | 1.475 | [8 empty] | 30P的轉桌收邊20pcs; Feed Stand遮蔽 20pcs | [14 empty] | #DIVIDE BY ZERO | #DIVIDE BY ZERO
[6 empty] | 吸沒材Aten-30P 包裝紙箱 | B251-U-30P |  | Size: 67.3*63*36.4CM 材質：瓦楞五層AB浪 |  |  | 0.5 |  | 0.05 | [23 empty] | #DIVIDE BY ZERO | #DIVIDE BY ZERO
1-評估 |  |  |  |  | A212.X | AB-X12-60 EPP 60cm Height Pyramid Absorber -Material: Expandable Polypropylene -Frequency: 0.1 - 110GHz -Dimension: L60.0 x W60.0 x H60.0cm -RoHS & REACH Compliant | A212.X127 | [6 empty] | 3.3188 | [23 empty] | #DIVIDE BY ZERO | #DIVIDE BY ZERO
[6 empty] | Aten-60P EPP Absorber | B552-U-60P |  | Pyramidal absorber: 60(L)x60(W)x31(H)cm Material:EPP (舊規格:EPP(Hanwha-15P全導電料) |  |  | 1 |  | 3.3 | [23 empty] | #DIVIDE BY ZERO | #DIVIDE BY ZERO
[6 empty] | 吸波材Aten-60P 包裝紙箱P(平板底座) | B251-U-60P-P |  | Size: 67.3*63*36.4CM 材質：瓦楞五層AB浪 |  |  | 0.0625 |  | 0.00625 | [23 empty] | #DIVIDE BY ZERO | #DIVIDE BY ZERO
[6 empty] | 吸波材Aten-60P 包裝紙箱B(尖錐) | B251-U-60P-B |  | Size: 67.3*63*36.4CM 材質：瓦楞五層AB浪 |  |  | 0.125 |  | 0.0125 | [23 empty] | #DIVIDE BY ZERO | #DIVIDE BY ZERO
3-量產 |  |  |  |  | A212.X | AB-X14 EPP Flatten Absorber | A212.X14 |  | 硬體成本10% | [8 empty] | 0 | 0 | #DIVIDE BY ZERO | [17 empty] | #DIVIDE BY ZERO | #DIVIDE BY ZERO
1-評估 |  |  |  |  | A212.X | AB-X14-03 RF EPP Flatten Absorber -Material: Expandable Polypropylene -Frequency: 0.1 - 110GHz -Dimension: L30.0 x W30.0 x H3.0cm -RoHS & REACH Compliant | A212.X141 | [6 empty] | 0.19 | [23 empty] | #DIVIDE BY ZERO | #DIVIDE BY ZERO
[5 empty] | A212.X | Aten-3B EPP Absorber | B552-B-3B |  | 品牌: Atenlab 外形尺寸: 3cm高,平板 EPP Foam material 底座尺吋尺寸: 30 x 30 cm |  |  | 1 |  | 0.19 | [23 empty] | #DIVIDE BY ZERO | #DIVIDE BY ZERO
吸波走道
[6 empty] | 吸波走道(1200*300*230mm高) | B113-R-WWA23-1 |  |  |  |  | 1 |  | 3.42 | [23 empty] | #DIVIDE BY ZERO | #DIVIDE BY ZERO
[6 empty] | 吸波走道(1200*300*400mm高) | B113-R-WWA40-1 |  |  |  |  | 1 |  | 5.4 | 7.8 | [22 empty] | #DIVIDE BY ZERO | #DIVIDE BY ZERO
[6 empty] | 吸波走道(1200*300*200mm高) | B113-R-WWA20-1 |  |  |  |  | 1 |  | 3.9 | 0.065 | [22 empty] | #DIVIDE BY ZERO | #DIVIDE BY ZERO
[6 empty] | 吸波走道(1200*350*300mm高) | B553-R-WWA30-1 |  |  |  |  | 1 |  | 5.4 | 6.175 | [22 empty] | #DIVIDE BY ZERO | #DIVIDE BY ZERO
[6 empty] | 吸波走道(1200*450*200)mm高) | B113-R-WWA20-2 | [6 empty] | 5.85 | 5.85
[6 empty] | 吸波走道(1200*450*300mm高) | B113-R-WWA30-2 | [6 empty] | 8.775 | 8.775
[6 empty] | 吸波走道(1200*500*200)mm高) | B113-R-WWA20-3 |  |  |  |  | 1 |  | 6.5 | 6.5
[6 empty] | 吸波走道(1000*1300*700mm高) | B991-R-WWA70-1 |  |  |  |  | 1 |  | 15
[6 empty] | 吸波走道階梯(1000*900*500mm高) | B991-R-WWA50-1 |  |  |  |  | 1 |  | 8 | 0
[6 empty] | 吸波走道階梯(1200*1000*450mm高) | B991-R-WWA45-1 |  |  |  |  | 1 |  | 12
[6 empty] | 吸波走道(600*600*400mm高) | B991-R-WWA40-2 |  |  |  |  | 1 |  | 3.9
[6 empty] | 吸波走道(1200*600*600mm高) | B991-R-WWA60-1 |  |  |  |  | 1 |  | 8
[6 empty] | 吸波走道(1200*600*200mm高) | B113-R-WWA20-4 |  |  |  |  | 1 |  | 6.6
[6 empty] | 吸波走道(1800*600*200mm高) | B113-R-WWA20-5 |  |  |  |  | 1 |  | 10
3-量產 |  |  |  |  | A212.X | AB-X19 EPP Absorber sets | A212.X19 |  | 硬體成本10% | [8 empty] | 0 | 0 | #DIVIDE BY ZERO | [17 empty] | #DIVIDE BY ZERO | #DIVIDE BY ZERO
[5 empty] | A212.X | AB-X1 EPP Absorber Set -Material: Expandable Polypropylene -Maximum Incident Power Density: 600V/m -Operating Temperature: -15℃ to +60℃ -Operating Humidity: 30% to 70% -Suited for Class 100,000 clean room -RoHS & REACH & NRL8093 Compliant | A212.X190 | [30 empty] | #DIVIDE BY ZERO | #DIVIDE BY ZERO
2-開發 |  |  |  |  | A212.X | AB-X1 EPP Absorber Set (M-Class-1.0m) -Material: Expandable Polypropylene -Frequency: 0.4 - 18GHz -AB-X12: 30cm height pyramid absorber -AB-X14: 3cm height flatten absorber -RoHS & REACH Compliant | A212.X191 | [6 empty] | 217.74 | [8 empty] | M-Class-1.0m | [14 empty] | #DIVIDE BY ZERO | #DIVIDE BY ZERO
[6 empty] | Aten-30P EPP Absorber | B552-U-30-12 |  | Pyramidal absorber: 60(L)x60(W)x31(H)cm Material:EPP (舊規格:EPP(Hanwha-15P全導電料) |  |  | 110 |  | 165 | [23 empty] | #DIVIDE BY ZERO | #DIVIDE BY ZERO
[6 empty] | 平板吸波材 5CM | B113-R-SSA-050 |  | 5公分平板 600 x 600 x 50 |  |  | 76 |  | 37.24 | [23 empty] | #DIVIDE BY ZERO | #DIVIDE BY ZERO
[6 empty] | 吸沒材Aten-30P 包裝紙箱 | B251-U-30P |  | Size: 67.3*63*36.4CM 材質：瓦楞五層AB浪 |  |  | 55 |  | 5.5 | [23 empty] | #DIVIDE BY ZERO | #DIVIDE BY ZERO
[6 empty] | 吸波走道(1800*600*200mm高) | B113-R-WWA20-5 |  |  |  |  | 1 |  | 10 | [23 empty] | #DIVIDE BY ZERO | #DIVIDE BY ZERO
2-開發 |  |  |  |  | A212.X | AB-X1 EPP Absorber Set (M-Class-1.5m) -Material: Expandable Polypropylene -Frequency: 0.4 - 18GHz -AB-X12: 30cm height pyramid absorber -AB-X14: 3cm height flatten absorber -RoHS & REACH Compliant | A212.X192 | [6 empty] | 362 | [8 empty] | M-Class-1.5m | [14 empty] | #DIVIDE BY ZERO | #DIVIDE BY ZERO
[6 empty] | Aten-30P 12吋 EPP Absorber | B552-U-30-12 |  | Pyramidal absorber: 60(L)x60(W)x31(H)cm Material:EPP (舊規格:EPP(Hanwha-15P全導電料) |  |  | 190 |  | 285 | [23 empty] | #DIVIDE BY ZERO | #DIVIDE BY ZERO
[6 empty] | 平板吸波材 5CM | B113-R-SSA-050 |  | 5公分平板 600 x 600 x 50 |  |  | 100 |  | 49 | [23 empty] | #DIVIDE BY ZERO | #DIVIDE BY ZERO
[6 empty] | Aten-30P EPP 包裝紙箱 | B251-U-30P |  | Size: 67.3*63*36.4CM 材質：瓦楞五層AB浪 |  |  | 95 |  | 9.5 | [23 empty] | #DIVIDE BY ZERO | #DIVIDE BY ZERO
[6 empty] | 吸波走道(1200*600*200mm高) | B113-R-WWA20-4 |  | 1200*600*200mm |  |  | 1 |  | 6.6 | [23 empty] | #DIVIDE BY ZERO | #DIVIDE BY ZERO
[6 empty] | 吸波走道(1200*600*600mm高) | B991-R-WWA60-1 |  | 1200*600*600mm |  |  | 1 |  | 8 | [23 empty] | #DIVIDE BY ZERO | #DIVIDE BY ZERO
[6 empty] | 吸波走道(600*600*400mm高) | B991-R-WWA40-2 |  | 600*600*300mm |  |  | 1 |  | 3.9 | [23 empty] | #DIVIDE BY ZERO | #DIVIDE BY ZERO
2-開發 |  |  |  |  | A212.X | AB-X1 EPP Absorber Set (M-Class-2.0m) -Material: Expandable Polypropylene -Frequency: 0.4 - 18GHz -AB-X12: 30cm height pyramid absorber -AB-X14: 3cm height flatten absorber -RoHS & REACH Compliant | A212.X193 | [6 empty] | 591.76 | [8 empty] | M-Class-2.0m | [14 empty] | #DIVIDE BY ZERO | #DIVIDE BY ZERO
[6 empty] | Aten-30P EPP Absorber | B552-U-30-12 |  | Pyramidal absorber: 60(L)x60(W)x31(H)cm Material:EPP (舊規格:EPP(Hanwha-15P全導電料) |  |  | 320 |  | 480 | [23 empty] | #DIVIDE BY ZERO | #DIVIDE BY ZERO
[6 empty] | 平板吸波材 5CM | B113-R-SSA-050 |  | 5公分平板 600 x 600 x 50 |  |  | 124 |  | 60.76 | [23 empty] | #DIVIDE BY ZERO | #DIVIDE BY ZERO
[6 empty] | 吸沒材Aten-30P 包裝紙箱 | B251-U-30P |  | Size: 67.3*63*36.4CM 材質：瓦楞五層AB浪 |  |  | 160 |  | 16 | [23 empty] | #DIVIDE BY ZERO | #DIVIDE BY ZERO
[6 empty] | 吸波走道(1000*1300*700mm高) | B991-R-WWA70-1 |  |  |  |  | 1 |  | 15 | [23 empty] | #DIVIDE BY ZERO | #DIVIDE BY ZERO
[6 empty] | 吸波走道階梯(1000*900*500mm高) | B991-R-WWA50-1 |  |  |  |  | 1 |  | 8 | [23 empty] | #DIVIDE BY ZERO | #DIVIDE BY ZERO
[6 empty] | 吸波走道階梯(1200*1000*450mm高) | B991-R-WWA45-1 |  |  |  |  | 1 |  | 12 | [23 empty] | #DIVIDE BY ZERO | #DIVIDE BY ZERO
1-評估 |  |  |  |  | A212.X | AB-X1 EPP Absorber Set ((M-Class-0.8m) -Material: Expandable Polypropylene -Frequency: 0.4 - 18GHz -AB-X12: 30cm height pyramid absorber -AB-X14: 3cm height flatten absorber -RoHS & REACH Compliant | A212.X194 | [6 empty] | 0 | [8 empty] | M-Class-0.8m | [14 empty] | #DIVIDE BY ZERO | #DIVIDE BY ZERO
1-評估 |  |  |  |  | A212.X | AB-X1 EPP Absorber Set (R2/ A1) -Material: Expandable Polypropylene -Frequency: 6 - 110GHz -AB-X12: 5cm height pyramid absorber -AB-X14: 3cm height flatten absorber -RoHS & REACH Compliant | A212.X195 | [6 empty] | 24.1 | [8 empty] | M-Class-0.8m | [14 empty] | #DIVIDE BY ZERO | #DIVIDE BY ZERO
[6 empty] | Aten-6P EPP Absorber | B552-B-6P |  | 品牌: Atenlab 外形尺寸: 5cm高,尖錐 EPP Foam material 底座尺吋尺寸: 30 x 30 cm |  |  | 100 |  | 20.3
[5 empty] | A212.X | Aten-3B EPP Absorber | B552-B-3B |  | 品牌: Atenlab 外形尺寸: 3cm高,平板 EPP Foam material 底座尺吋尺寸: 30 x 30 cm |  |  | 20 |  | 3.8 | [23 empty] | #DIVIDE BY ZERO | #DIVIDE BY ZERO
1-評估 |  |  |  |  | A212.X | AB-X1 EPP Absorber Set (A2) -Material: Expandable Polypropylene -Frequency: 0.4 - 18GHz -AB-X12: 30cm height pyramid absorber -AB-X12: 5cm height pyramid absorber -AB-X14: 3cm height flatten absorber -RoHS & REACH Compliant | A212.X19B | [6 empty] | 48.44 | [8 empty] | M-Class-2.0m | [14 empty] | #DIVIDE BY ZERO | #DIVIDE BY ZERO
[6 empty] | Aten-30P EPP Absorber | B552-U-30P |  | Pyramidal absorber: 60(L)x60(W)x31(H)cm Material:EPP (舊規格:EPP(Hanwha-15P全導電料) |  |  | 20 |  | 29.5 | [23 empty] | #DIVIDE BY ZERO | #DIVIDE BY ZERO
[6 empty] | Aten-6P EPP Absorber | B552-B-6P |  | 品牌: Atenlab 外形尺寸: 5cm高,尖錐 EPP Foam material 底座尺吋尺寸: 30 x 30 cm |  |  | 80 |  | 16.24
[6 empty] | 平板吸波材 5CM | B113-R-SSA-050 |  | 5公分平板 600 x 600 x 50 |  |  | 6 |  | 2.7 | [23 empty] | #DIVIDE BY ZERO | #DIVIDE BY ZERO
1-評估 |  |  |  |  | A212.X | AB-X1 EPP Absorber Set (OTA3.5/1.7/1.7) -Material: Expandable Polypropylene -Frequency: 0.4 - 18GHz -AB-X12: 30cm height pyramid absorber -RoHS & REACH Compliant | A212.X19C | [6 empty] | 93.7 | [8 empty] | M-Class-2.0m | [14 empty] | #DIVIDE BY ZERO | #DIVIDE BY ZERO
[6 empty] | Aten-30P EPP Absorber | B552-U-30P |  | Pyramidal absorber: 60(L)x60(W)x31(H)cm Material:EPP (舊規格:EPP(Hanwha-15P全導電料) |  |  | 52 |  | 76.7 | [23 empty] | #DIVIDE BY ZERO | #DIVIDE BY ZERO
[6 empty] | Aten-60P EPP Absorber | B552-U-60P |  | Pyramidal absorber: 60(L)x60(W)x31(H)cm Material:EPP (舊規格:EPP(Hanwha-15P全導電料) |  |  | 0 |  | 0 | [23 empty] | #DIVIDE BY ZERO | #DIVIDE BY ZERO
[6 empty] | 平板吸波材 5CM | B113-R-SSA-050 |  | 5公分平板 600 x 600 x 50 |  |  | 32 |  | 14.4 | [23 empty] | #DIVIDE BY ZERO | #DIVIDE BY ZERO
[6 empty] | 吸波材Aten-30P 包裝紙箱 | B251-U-30P |  | Size: 67.3*63*36.4CM 材質：瓦楞五層AB浪 |  |  | 26 |  | 2.6 | [23 empty] | #DIVIDE BY ZERO | #DIVIDE BY ZERO
2-開發 |  |  |  |  | A212.X | AB-X1 EPP Absorber Set (OTA6/3/3) -Material: Expandable Polypropylene -Frequency: 0.4 - 18GHz -AB-X12: 30cm height pyramid absorber -AB-X12: 60cm height pyramid absorber -AB-X12: 5cm height flatten absorber -RoHS & REACH Compliant | A212.X19E | [6 empty] | 515.2375 | [8 empty] | M-Class-2.0m | [14 empty] | #DIVIDE BY ZERO | #DIVIDE BY ZERO
[6 empty] | Aten-30P EPP Absorber | B552-U-30 |  | Pyramidal absorber: 60(L)x60(W)x31(H)cm Material:EPP (舊規格:EPP(Hanwha-15P全導電料) |  |  | 76 |  | 112.1 | [23 empty] | #DIVIDE BY ZERO | #DIVIDE BY ZERO
[6 empty] | Aten-60P EPP Absorber | B552-U-60P |  | Pyramidal absorber: 60(L)x60(W)x31(H)cm Material:EPP (舊規格:EPP(Hanwha-15P全導電料) |  |  | 110 |  | 363 | [23 empty] | #DIVIDE BY ZERO | #DIVIDE BY ZERO
[6 empty] | 平板吸波材 5CM | B113-R-SSA-050 |  | 5公分平板 600 x 600 x 50 |  |  | 48 |  | 21.6 | [23 empty] | #DIVIDE BY ZERO | #DIVIDE BY ZERO
[6 empty] | 吸沒材Aten-60P 包裝紙箱P | B251-U-60P-P |  | Size: 67.3*63*36.4CM 材質：瓦楞五層AB浪 |  |  | 6.875 |  | 0.6875 | [23 empty] | #DIVIDE BY ZERO | #DIVIDE BY ZERO
[6 empty] | 吸沒材Aten-60P 包裝紙箱B | B251-U-60P-B |  | Size: 67.3*63*36.4CM 材質：瓦楞五層AB浪 |  |  | 13.75 |  | 1.375 | [23 empty] | #DIVIDE BY ZERO | #DIVIDE BY ZERO
[6 empty] | 吸沒材Aten-30P 包裝紙箱 | B251-U-30P |  | Size: 67.3*63*36.4CM 材質：瓦楞五層AB浪 |  |  | 38 |  | 3.8 | [23 empty] | #DIVIDE BY ZERO | #DIVIDE BY ZERO
[6 empty] | 吸波走道(1200*300*200mm高) | B113-R-WWA20-1 |  |  |  |  | 1 |  | 3.9 | [23 empty] | #DIVIDE BY ZERO | #DIVIDE BY ZERO
[6 empty] | 吸波走道(1200*450*300mm高) | B113-R-WWA30-2 |  |  |  |  | 1 |  | 8.775 | [23 empty] | #DIVIDE BY ZERO | #DIVIDE BY ZERO
1-評估 |  |  |  |  | A212.X | AB-X1 EPP Absorber Set (OTA5/2.5/2.5) -Material: Expandable Polypropylene -Frequency: 0.4 - 18GHz -AB-X12: 30cm height pyramid absorber -AB-X12: 60cm height pyramid absorber -AB-X12: 5cm height flatten absorber -RoHS & REACH Compliant | A212.X19F | [6 empty] | 276.3 | [8 empty] | M-Class-2.0m | [14 empty] | #DIVIDE BY ZERO | #DIVIDE BY ZERO
[6 empty] | Aten-30P EPP Absorber | B552-U-30 |  | Pyramidal absorber: 60(L)x60(W)x31(H)cm Material:EPP (舊規格:EPP(Hanwha-15P全導電料) |  |  | 94 |  | 138.65 | [23 empty] | #DIVIDE BY ZERO | #DIVIDE BY ZERO
[6 empty] | Aten-60P EPP Absorber | B552-U-60P |  | Pyramidal absorber: 60(L)x60(W)x31(H)cm Material:EPP (舊規格:EPP(Hanwha-15P全導電料) |  |  | 32 |  | 105.6 | [23 empty] | #DIVIDE BY ZERO | #DIVIDE BY ZERO
[6 empty] | 平板吸波材 5CM | B113-R-SSA-050 |  | 5公分平板 600 x 600 x 50 |  |  | 45 |  | 20.25 | [23 empty] | #DIVIDE BY ZERO | #DIVIDE BY ZERO
[6 empty] | 吸沒材Aten-60P 包裝紙箱P | B251-U-60P-P |  | Size: 67.3*63*36.4CM 材質：瓦楞五層AB浪 |  |  | 2 |  | 0.2 | [23 empty] | #DIVIDE BY ZERO | #DIVIDE BY ZERO
[6 empty] | 吸沒材Aten-60P 包裝紙箱B | B251-U-60P-B |  | Size: 67.3*63*36.4CM 材質：瓦楞五層AB浪 |  |  | 4 |  | 0.4 | [23 empty] | #DIVIDE BY ZERO | #DIVIDE BY ZERO
[6 empty] | 吸沒材Aten-30P 包裝紙箱 | B251-U-30P |  | Size: 67.3*63*36.4CM 材質：瓦楞五層AB浪 |  |  | 47 |  | 4.7 | [23 empty] | #DIVIDE BY ZERO | #DIVIDE BY ZERO
[6 empty] | 吸波走道(1200*500*200)mm高) | B113-R-WWA20-3 |  |  |  |  | 1 |  | 6.5 | [23 empty] | #DIVIDE BY ZERO | #DIVIDE BY ZERO
2-開發 |  |  |  |  | A212.X | AB-X1 EPP Absorber Set (OTA7/4/3) -Material: Expandable Polypropylene -Frequency: 0.4 - 18GHz -AB-X12: 30cm height pyramid absorber -AB-X12: 60cm height pyramid absorber -AB-X12: 5cm height flatten absorber -RoHS & REACH Compliant | A212.X19G | [6 empty] | 645.345 | [8 empty] | M-Class-2.0m | [14 empty] | #DIVIDE BY ZERO | #DIVIDE BY ZERO
[6 empty] | Aten-30P EPP Absorber | B552-U-30 |  | Pyramidal absorber: 60(L)x60(W)x31(H)cm Material:EPP (舊規格:EPP(Hanwha-15P全導電料) |  |  | 108 |  | 159.3 | [23 empty] | #DIVIDE BY ZERO | #DIVIDE BY ZERO
[6 empty] | Aten-60P EPP Absorber | B552-U-60P |  | Pyramidal absorber: 60(L)x60(W)x31(H)cm Material:EPP (舊規格:EPP(Hanwha-15P全導電料) |  |  | 132 |  | 435.6 | [23 empty] | #DIVIDE BY ZERO | #DIVIDE BY ZERO
[6 empty] | 平板吸波材 5CM | B113-R-SSA-050 |  | 5公分平板 600 x 600 x 50 |  |  | 75 |  | 33.75 | [23 empty] | #DIVIDE BY ZERO | #DIVIDE BY ZERO
[6 empty] | 吸沒材Aten-60P 包裝紙箱P | B251-U-60P-P |  | Size: 67.3*63*36.4CM 材質：瓦楞五層AB浪 |  |  | 8.25 |  | 0.825 | [23 empty] | #DIVIDE BY ZERO | #DIVIDE BY ZERO
[6 empty] | 吸沒材Aten-60P 包裝紙箱B | B251-U-60P-B |  | Size: 67.3*63*36.4CM 材質：瓦楞五層AB浪 |  |  | 16.5 |  | 1.65 | [23 empty] | #DIVIDE BY ZERO | #DIVIDE BY ZERO
[6 empty] | 吸沒材Aten-30P 包裝紙箱 | B251-U-30P |  | Size: 67.3*63*36.4CM 材質：瓦楞五層AB浪 |  |  | 54 |  | 5.4 | [23 empty] | #DIVIDE BY ZERO | #DIVIDE BY ZERO
[6 empty] | 吸波走道(1200*300*200mm高) | B113-R-WWA20-1 |  |  |  |  | 1 |  | 3.42 | [23 empty] | #DIVIDE BY ZERO | #DIVIDE BY ZERO
[6 empty] | 吸波走道(1200*350*300mm高) | B113-R-WWA30-1 |  |  |  |  | 1 |  | 5.4 | [23 empty] | #DIVIDE BY ZERO | #DIVIDE BY ZERO
2-開發 |  |  |  |  | A212.X | AB-X1 EPP Absorber Set (OTA6/4/3) -Material: Expandable Polypropylene -Frequency: 0.4 - 18GHz -AB-X12: 30cm height pyramid absorber -AB-X12: 60cm height pyramid absorber -AB-X12: 5cm height flatten absorber -RoHS & REACH Compliant | A212.X19G | [6 empty] | 587.395 | [8 empty] | M-Class-2.0m | [14 empty] | #DIVIDE BY ZERO | #DIVIDE BY ZERO
[6 empty] | Aten-30P EPP Absorber | B552-U-30 |  | Pyramidal absorber: 60(L)x60(W)x31(H)cm Material:EPP (舊規格:EPP(Hanwha-15P全導電料) |  |  | 70 |  | 103.25 | [23 empty] | #DIVIDE BY ZERO | #DIVIDE BY ZERO
[6 empty] | Aten-60P EPP Absorber | B552-U-60P |  | Pyramidal absorber: 60(L)x60(W)x31(H)cm Material:EPP (舊規格:EPP(Hanwha-15P全導電料) |  |  | 132 |  | 435.6 | [23 empty] | #DIVIDE BY ZERO | #DIVIDE BY ZERO
[6 empty] | 平板吸波材 5CM | B113-R-SSA-050 |  | 5公分平板 600 x 600 x 50 |  |  | 75 |  | 33.75 | [23 empty] | #DIVIDE BY ZERO | #DIVIDE BY ZERO
[6 empty] | 吸沒材Aten-60P 包裝紙箱P | B251-U-60P-P |  | Size: 67.3*63*36.4CM 材質：瓦楞五層AB浪 |  |  | 8.25 |  | 0.825 | [23 empty] | #DIVIDE BY ZERO | #DIVIDE BY ZERO
[6 empty] | 吸沒材Aten-60P 包裝紙箱B | B251-U-60P-B |  | Size: 67.3*63*36.4CM 材質：瓦楞五層AB浪 |  |  | 16.5 |  | 1.65 | [23 empty] | #DIVIDE BY ZERO | #DIVIDE BY ZERO
[6 empty] | 吸沒材Aten-30P 包裝紙箱 | B251-U-30P |  | Size: 67.3*63*36.4CM 材質：瓦楞五層AB浪 |  |  | 35 |  | 3.5 | [23 empty] | #DIVIDE BY ZERO | #DIVIDE BY ZERO
[6 empty] | 吸波走道(1200*300*200mm高) | B113-R-WWA20-1 |  |  |  |  | 1 |  | 3.42 | [23 empty] | #DIVIDE BY ZERO | #DIVIDE BY ZERO
[6 empty] | 吸波走道(1200*350*300mm高) | B113-R-WWA30-1 |  |  |  |  | 1 |  | 5.4 | [23 empty] | #DIVIDE BY ZERO | #DIVIDE BY ZERO
2-開發 |  |  |  |  | A212.X | AB-X1 EPP Absorber Set (OTA8/4/4) -Material: Expandable Polypropylene -Frequency: 0.4 - 18GHz -AB-X12: 30cm height pyramid absorber -AB-X12: 60cm height pyramid absorber -AB-X12: 5cm height flatten absorber -RoHS & REACH Compliant | A212.X19H | [6 empty] | 975.8875 | [8 empty] | M-Class-2.0m | [14 empty] | #DIVIDE BY ZERO | #DIVIDE BY ZERO
[6 empty] | Aten-30P EPP Absorber | B552-U-30 |  | Pyramidal absorber: 60(L)x60(W)x31(H)cm Material:EPP (舊規格:EPP(Hanwha-15P全導電料) |  |  | 115 |  | 169.625 | [23 empty] | #DIVIDE BY ZERO | #DIVIDE BY ZERO
[6 empty] | Aten-60P EPP Absorber | B552-U-60P |  | Pyramidal absorber: 60(L)x60(W)x31(H)cm Material:EPP (舊規格:EPP(Hanwha-15P全導電料) |  |  | 226 |  | 745.8 | [23 empty] | #DIVIDE BY ZERO | #DIVIDE BY ZERO
[6 empty] | 平板吸波材 5CM | B113-R-SSA-050 |  | 5公分平板 600 x 600 x 50 |  |  | 72 |  | 32.4 | [23 empty] | #DIVIDE BY ZERO | #DIVIDE BY ZERO
[6 empty] | 吸沒材Aten-60P 包裝紙箱P | B251-U-60P-P |  | Size: 67.3*63*36.4CM 材質：瓦楞五層AB浪 |  |  | 14.125 |  | 1.4125 | [23 empty] | #DIVIDE BY ZERO | #DIVIDE BY ZERO
[6 empty] | 吸沒材Aten-60P 包裝紙箱B | B251-U-60P-B |  | Size: 67.3*63*36.4CM 材質：瓦楞五層AB浪 |  |  | 28.25 |  | 2.825 | [23 empty] | #DIVIDE BY ZERO | #DIVIDE BY ZERO
[6 empty] | 吸沒材Aten-30P 包裝紙箱 | B251-U-30P |  | Size: 67.3*63*36.4CM 材質：瓦楞五層AB浪 |  |  | 57.5 |  | 5.75 | [23 empty] | #DIVIDE BY ZERO | #DIVIDE BY ZERO
[6 empty] | 吸波走道(1200*300*200mm高) | B113-R-WWA20-1 |  |  |  |  | 1 |  | 3.9 | [23 empty] | #DIVIDE BY ZERO | #DIVIDE BY ZERO
[6 empty] | 吸波走道(1200*350*300mm高) | B113-R-WWA30-1 |  |  |  |  | 1 |  | 5.4 | [23 empty] | #DIVIDE BY ZERO | #DIVIDE BY ZERO
[6 empty] | 吸波走道(1200*450*300mm高) | B113-R-WWA30-2 |  |  |  |  | 1 |  | 8.775 | [23 empty] | #DIVIDE BY ZERO | #DIVIDE BY ZERO
2-開發 |  |  |  |  | A212.X | AB-X1 EPP Absorber Set (OTA5/3/2.5) -Material: Expandable Polypropylene -Frequency: 0.4 - 18GHz -AB-X12: 30cm height pyramid absorber -AB-X12: 60cm height pyramid absorber -AB-X12: 5cm height flatten absorber -RoHS & REACH Compliant | A212.X19J | [6 empty] | 327.55 | [8 empty] | M-Class-2.0m | [14 empty] | #DIVIDE BY ZERO | #DIVIDE BY ZERO
[6 empty] | Aten-30P EPP Absorber | B552-U-30 |  | Pyramidal absorber: 60(L)x60(W)x31(H)cm Material:EPP (舊規格:EPP(Hanwha-15P全導電料) |  |  | 124 |  | 182.9 | [23 empty] | #DIVIDE BY ZERO | #DIVIDE BY ZERO
[6 empty] | Aten-60P EPP Absorber | B552-U-60P |  | Pyramidal absorber: 60(L)x60(W)x31(H)cm Material:EPP (舊規格:EPP(Hanwha-15P全導電料) |  |  | 32 |  | 105.6 | [23 empty] | #DIVIDE BY ZERO | #DIVIDE BY ZERO
[6 empty] | 平板吸波材 5CM | B113-R-SSA-050 |  | 5公分平板 600 x 600 x 50 |  |  | 50 |  | 22.5 | [23 empty] | #DIVIDE BY ZERO | #DIVIDE BY ZERO
[6 empty] | P沒材Aten-60P 包裝紙箱P | B251-U-60P-P |  | Size: 67.3*63*36.4CM 材質：瓦楞五層AB浪 |  |  | 2 |  | 0.2 | [23 empty] | #DIVIDE BY ZERO | #DIVIDE BY ZERO
[6 empty] | 吸沒材Aten-60P 包裝紙箱B | B251-U-60P-B |  | Size: 67.3*63*36.4CM 材質：瓦楞五層AB浪 |  |  | 4 |  | 0.4 | [23 empty] | #DIVIDE BY ZERO | #DIVIDE BY ZERO
[6 empty] | 吸沒材Aten-30P 包裝紙箱 | B251-U-30P |  | Size: 67.3*63*36.4CM 材質：瓦楞五層AB浪 |  |  | 62 |  | 6.2 | [23 empty] | #DIVIDE BY ZERO | #DIVIDE BY ZERO
[6 empty] | 吸波走道(1200*300*200mm高) | B113-R-WWA20-1 |  |  |  |  | 1 |  | 3.9 | [23 empty] | #DIVIDE BY ZERO | #DIVIDE BY ZERO
[6 empty] | 吸波走道(1200*450*200)mm高) | B113-R-WWA20-2 |  |  |  |  | 1 |  | 5.85 | [23 empty] | #DIVIDE BY ZERO | #DIVIDE BY ZERO
2-開發 |  |  |  |  | A212.X | AB-X1 EPP Absorber Set (R6 10/4.7/3.5) -Material: Expandable Polypropylene -Frequency: 2 - 110GHz -AB-X12: 30cm height pyramid absorber -AB-X12: 5cm height pyramid absorber -AB-X14: 3cm height flatten absorber -RoHS & REACH Compliant | A212.X196 | [6 empty] | 694.778 | [8 empty] | 30P的轉桌收邊20pcs; Feed Stand遮蔽 20pcs | [14 empty] | #DIVIDE BY ZERO | #DIVIDE BY ZERO
[6 empty] | Aten-6P EPP Absorber | B552-B-6P |  | 品牌: Atenlab 外形尺寸: 5cm高,尖錐 EPP Foam material 底座尺吋尺寸: 30 x 30 cm |  |  | 80 |  | 16.24
[5 empty] | A212.X | Aten-3B EPP Absorber | B552-B-3B |  | 品牌: Atenlab 外形尺寸: 3cm高,平板 EPP Foam material 底座尺吋尺寸: 30 x 30 cm |  |  | 40 |  | 7.6 | [23 empty] | #DIVIDE BY ZERO | #DIVIDE BY ZERO
[6 empty] | Aten-30P EPP Absorber | B552-U-30P |  | Pyramidal absorber: 60(L)x60(W)x31(H)cm Material:EPP (舊規格:EPP(Hanwha-15P全導電料) |  |  | 412.32 |  | 608.172 | [8 empty] | 30P的轉桌收邊20pcs; Feed Stand遮蔽 20pcs | [14 empty] | #DIVIDE BY ZERO | #DIVIDE BY ZERO
[6 empty] | Aten-60P EPP Absorber | B552-U-60P |  | Pyramidal absorber: 60(L)x60(W)x31(H)cm Material:EPP (舊規格:EPP(Hanwha-15P全導電料) |  |  | 0 |  | 0 | [23 empty] | #DIVIDE BY ZERO | #DIVIDE BY ZERO
[6 empty] | 平板吸波材 5CM | B113-R-SSA-050 |  | 5公分平板 600 x 600 x 50 |  |  | 73 |  | 32.85 | [23 empty] | #DIVIDE BY ZERO | #DIVIDE BY ZERO
[6 empty] | 吸波材Aten-60P 包裝紙箱P | B251-U-60P |  | Size: 67.3*63*36.4CM 材質：瓦楞五層AB浪 |  |  | 0 |  | 0 | [23 empty] | #DIVIDE BY ZERO | #DIVIDE BY ZERO
[6 empty] | 吸波材Aten-60P 包裝紙箱B | B251-U-60B |  | Size: 67.3*63*36.4CM 材質：瓦楞五層AB浪 |  |  | 0 |  | 0 | [23 empty] | #DIVIDE BY ZERO | #DIVIDE BY ZERO
[6 empty] | 吸波材Aten-30P 包裝紙箱 | B251-U-30P |  | Size: 67.3*63*36.4CM 材質：瓦楞五層AB浪 |  |  | 206.16 |  | 20.616 | [23 empty] | #DIVIDE BY ZERO | #DIVIDE BY ZERO
[6 empty] | 吸波走道(1200*300*200mm高) | B113-R-WWA20-1 |  |  |  |  | 1 |  | 3.9 | [23 empty] | #DIVIDE BY ZERO | #DIVIDE BY ZERO
[6 empty] | 吸波走道(1200*350*300mm高) | B113-R-WWA30-1 |  |  |  |  | 1 |  | 5.4 | [23 empty] | #DIVIDE BY ZERO | #DIVIDE BY ZERO
2-開發 |  |  |  |  | A212.X | AB-X1 EPP Absorber Set (R8 10/5/4) -Material: Expandable Polypropylene -Frequency: 2 - 110GHz -AB-X12: 30cm height pyramid absorber -AB-X12: 5cm height pyramid absorber -AB-X14: 3cm height flatten absorber -RoHS & REACH Compliant | A212.X198 | [6 empty] | 1040.902 | [8 empty] | 30P的轉桌收邊20pcs; Feed Stand遮蔽 20pcs | [14 empty] | #DIVIDE BY ZERO | #DIVIDE BY ZERO
[6 empty] | Aten-6P EPP Absorber | B552-B-6P |  | 品牌: Atenlab 外形尺寸: 5cm高,尖錐 EPP Foam material 底座尺吋尺寸: 30 x 30 cm |  |  | 80 |  | 16.24
[5 empty] | A212.X | Aten-3B EPP Absorber | B552-B-3B |  | 品牌: Atenlab 外形尺寸: 3cm高,平板 EPP Foam material 底座尺吋尺寸: 30 x 30 cm |  |  | 40 |  | 7.6 | [23 empty] | #DIVIDE BY ZERO | #DIVIDE BY ZERO
[6 empty] | Aten-30P EPP Absorber | B552-U-30P |  | Pyramidal absorber: 60(L)x60(W)x31(H)cm Material:EPP (舊規格:EPP(Hanwha-15P全導電料) |  |  | 634.88 |  | 936.448 | [8 empty] | 30P的轉桌收邊20pcs; Feed Stand遮蔽 20pcs | [14 empty] | #DIVIDE BY ZERO | #DIVIDE BY ZERO
[6 empty] | Aten-60P EPP Absorber | B552-U-60P |  | Pyramidal absorber: 60(L)x60(W)x31(H)cm Material:EPP (舊規格:EPP(Hanwha-15P全導電料) |  |  | 0 |  | 0 | [23 empty] | #DIVIDE BY ZERO | #DIVIDE BY ZERO
[6 empty] | 平板吸波材 5CM | B113-R-SSA-050 |  | 5公分平板 600 x 600 x 50 |  |  | 89 |  | 40.05 | [23 empty] | #DIVIDE BY ZERO | #DIVIDE BY ZERO
[6 empty] | 吸沒材Aten-60P 包裝紙箱P | B251-U-60P |  | Size: 67.3*63*36.4CM 材質：瓦楞五層AB浪 |  |  | 0 |  | 0 | [23 empty] | #DIVIDE BY ZERO | #DIVIDE BY ZERO
[6 empty] | 吸沒材Aten-60P 包裝紙箱B | B251-U-60B |  | Size: 67.3*63*36.4CM 材質：瓦楞五層AB浪 |  |  | 0 |  | 0 | [23 empty] | #DIVIDE BY ZERO | #DIVIDE BY ZERO
[6 empty] | 吸沒材Aten-30P 包裝紙箱 | B251-U-30P |  | Size: 67.3*63*36.4CM 材質：瓦楞五層AB浪 |  |  | 317.44 |  | 31.744 | [23 empty] | #DIVIDE BY ZERO | #DIVIDE BY ZERO
[6 empty] | 吸波走道(1200*300*230mm高) | B113-R-WWA23-1 |  |  |  |  | 1 |  | 3.42 | [23 empty] | #DIVIDE BY ZERO | #DIVIDE BY ZERO
[6 empty] | 吸波走道(1200*300*400mm高) | B113-R-WWA40-1 |  |  |  |  | 1 |  | 5.4 | [23 empty] | #DIVIDE BY ZERO | #DIVIDE BY ZERO
2-開發 |  |  |  |  | A212.X | AB-X1 EPP Absorber Set (R3 4/2.5/2.5) -Material: Expandable Polypropylene -Frequency: 6 - 110GHz -AB-X12: 5cm height pyramid absorber -AB-X14: 3cm height flatten absorber -RoHS & REACH Compliant | A212.X197 |  |  |  |  | 1 |  | 177.7544 | [8 empty] | M-Class-2.0m | [14 empty] | #DIVIDE BY ZERO | #DIVIDE BY ZERO
[6 empty] | Aten-6P EPP Absorber | B552-B-6P |  | 品牌: Atenlab 外形尺寸: 5cm高,尖錐 EPP Foam material 底座尺吋尺寸: 30 x 30 cm |  |  | 742.64 |  | 155.9544 | [8 empty] | 收邊預計50片
[5 empty] | A212.X | Aten-3B EPP Absorber | B552-B-3B |  | 品牌: Atenlab 外形尺寸: 3cm高,平板 EPP Foam material 底座尺吋尺寸: 30 x 30 cm |  |  | 70 |  | 14 | [23 empty] | #DIVIDE BY ZERO | #DIVIDE BY ZERO
[6 empty] | 吸波走道(1200*300*200mm高) | B113-R-WWA20-1 |  |  |  |  | 1 |  | 3.9 | [23 empty] | #DIVIDE BY ZERO | #DIVIDE BY ZERO
[6 empty] | 吸波走道(1200*300*200mm高) | B113-R-WWA20-1 |  |  |  |  | 1 |  | 3.9 | [8 empty] | 視實際需求調整尺寸 | [14 empty] | #DIVIDE BY ZERO | #DIVIDE BY ZERO
2-開發 |  |  |  |  | A212.X | AB-X1 EPP Absorber Set (R3 6/3/3) -Material: Expandable Polypropylene -Frequency: 2 - 110GHz -AB-X12: 30cm height pyramid absorber -AB-X12: 5cm height pyramid absorber -AB-X14: 3cm height flatten absorber -RoHS & REACH Compliant | [5 empty] | 1 |  | 0 | [8 empty] | M-Class-2.0m | [14 empty] | #DIVIDE BY ZERO | #DIVIDE BY ZERO
1-評估 |  |  |  |  | A212.X | AB-X1 EPP Absorber Set (R1/ A1 D75 x W110 x H135 cm) -Material: Expandable Polypropylene -Frequency: 6 - 110GHz -AB-X12: 5cm height pyramid absorber -AB-X14: 3cm height flatten absorber -RoHS & REACH Compliant | A212.X197 |  |  |  |  | 1 |  | 0 | [8 empty] | M-Class-2.0m | [14 empty] | #DIVIDE BY ZERO | #DIVIDE BY ZERO
|  | Y |  |  | A212.PON | AB-F Ferrite tiles | A212.F |  | 基本功能 |  |  | 1 | [6 empty] | 0 | 式 | [5 empty] | #DIVIDE BY ZERO | 1300000 | 1300000 | 100% | #UNPARSEABLE | #BLOCKED | 60000 | 60000 | 100%
3-量產 |  |  |  |  | A212.F | AB-F1 Ferrite | A212.F1 |  | 硬體成本10% | [28 empty] | #DIVIDE BY ZERO | #DIVIDE BY ZERO
1-評估 |  |  |  |  | A212.F1 | AB-F12 Ferrite Absorber (3M SAC-EMI) -Frequency: 30M - 1GHz -Dimension: L10.0 x W10.0 x H6.7mm -Installation method: By Screw -Layout follow drawing design for site performance | A212.F120 | [6 empty] | 1898.1 | [23 empty] | #DIVIDE BY ZERO | #DIVIDE BY ZERO
[6 empty] | Ferrite Tile(SN-20) | B113-S-SN20 |  |  |  |  | 25308 |  | 1898.1 | [23 empty] | #DIVIDE BY ZERO | #DIVIDE BY ZERO
1-評估 |  |  |  |  | A212.F1 | AB-F12 Ferrite Absorber (3M SAC-EMC) -Frequency: 30M - 1GHz -Dimension: L10.0 x W10.0 x H6.7mm -Installation method: By Screw -Layout follow drawing design for site performance | A212.F121 | [6 empty] | 1914.3 | [23 empty] | #DIVIDE BY ZERO | #DIVIDE BY ZERO
[6 empty] | Ferrite Tile(SN-20) | B113-S-SN20 |  |  |  |  | 25524 |  | 1914.3 | [23 empty] | #DIVIDE BY ZERO | #DIVIDE BY ZERO
1-評估 |  |  |  |  | A212.F1 | AB-F12 Ferrite Absorber (3M SAC-EMS) -Frequency: 30M - 1GHz -Dimension: L10.0 x W10.0 x H6.7mm -Installation method: By Screw -Layout follow drawing design for site performance | A212.F122 | [6 empty] | 997.2 | [23 empty] | #DIVIDE BY ZERO | #DIVIDE BY ZERO
[6 empty] | Ferrite Tile(SN-20) | B113-S-SN20 |  |  |  |  | 13296 |  | 997.2 | [23 empty] | #DIVIDE BY ZERO | #DIVIDE BY ZERO
1-評估 |  |  |  |  | A212.F1 | AB-F12 Ferrite Absorber (3M FAC) -Frequency: 30M - 1GHz -Dimension: L10.0 x W10.0 x H6.7mm -Installation method: By Screw -Layout follow drawing design for site performance | A212.F123 | [6 empty] | 2346.525 | [23 empty] | #DIVIDE BY ZERO | #DIVIDE BY ZERO
[6 empty] | Ferrite Tile(SN-20) | B113-S-SN20 |  |  |  |  | 31287 |  | 2346.525 | [23 empty] | #DIVIDE BY ZERO | #DIVIDE BY ZERO
1-評估 |  |  |  |  | A212.F1 | AB-F12 Ferrite Absorber (5M FAC) -Frequency: 30M - 1GHz -Dimension: L10.0 x W10.0 x H6.7mm -Installation method: By Screw -Layout follow drawing design for site performance | A212.F124 | [6 empty] | 3420.9 | [23 empty] | #DIVIDE BY ZERO | #DIVIDE BY ZERO
[6 empty] | Ferrite Tile(SN-20) | B113-S-SN20 |  |  |  |  | 45612 |  | 3420.9 | [23 empty] | #DIVIDE BY ZERO | #DIVIDE BY ZERO
1-評估 | 1 | 1 |  |  | A2 | AT-Antenna | A213 | 1 | 天線 |  |  | 1 | [5 empty] | 0 | 0 | #DIVIDE BY ZERO | 0% | 0% | 1/30前完成資料
|  | Y |  |  | A223,PON | AT-A Array Antenna | A213.A |  | 基本功能 |  |  | 1 | #UNPARSEABLE | #UNPARSEABLE | #BLOCKED |  |  |  | 0 | 式 |  |  |  | #BLOCKED | #BLOCKED | #BLOCKED | 1300000 | #BLOCKED | #BLOCKED | #UNPARSEABLE | #BLOCKED | 60000 | #BLOCKED | #BLOCKED
[5 empty] | A223,PON | AT-A1 Vertical Array Antenna | A213.A1 |  |  |  |  | 1 |  | 38.1 | 38.1 | [8 empty] | 38.1 |  | #DIVIDE BY ZERO |  | -38.1 | #DIVIDE BY ZERO | #UNPARSEABLE | #BLOCKED |  | -1.27 | #DIVIDE BY ZERO
[5 empty] | A223,PON | AT-A111 Arch (1.5m) | A213.A11 |  |  |  |  | 1 |  | 38.1 | 38.1 | [8 empty] | 38.1 |  | #DIVIDE BY ZERO |  | -38.1 | #DIVIDE BY ZERO | #UNPARSEABLE | #BLOCKED |  | -1.27 | #DIVIDE BY ZERO
1-評估 |  |  |  |  | A223,PON | AT-A111-12 Vertical Array Antenna(12VAA-1.5) -Antenna pitch: 15 degree -Antenna layout: 165 degree arch -measurement distance: 1.5m -12 Dual-polarized antennas -Frequency: 0.65 - 8.0GHz -Antenna gain: 6dBi (Typical) -Polarization: Dual linear polarization -Polarization isolation: > 25dB -Switching box for antenna switch | A213.A111 |  |  |  |  | 1 |  | 708.3 | [8 empty] | M3 | 708.3 |  | #DIVIDE BY ZERO |  | -708.3 | #DIVIDE BY ZERO | #UNPARSEABLE | #BLOCKED |  | -23.61 | #DIVIDE BY ZERO
[6 empty] | M系列半環本體-垂直環-量測半徑1.5M (不含水平環) | B563-L-MHVR15 |  |  |  |  | 1 |  | 180 | [23 empty] | #DIVIDE BY ZERO | #DIVIDE BY ZERO
[6 empty] | 吸波材 泡棉式 12.7cm高尖錐,底座 60*60cm SPA-5 | B113-R-SPA-5 |  | Pyramidal absorber Size:60(L)x60(W)x59.5(H)cm Material:EPP |  |  | 20 |  | 21 | [23 empty] | #DIVIDE BY ZERO | #DIVIDE BY ZERO
[6 empty] | GL200SC SMA(M)-SMA(M)-650cm CA78P78P00-6M5U3 | B553-B-78P78P006M5U3 |  | GL200SC 黃色線550cm (CA78P78P00-5M5U3) |  |  | 24 |  | 204 | [8 empty] | 天線到 Switch(M3-1.5 ) | [14 empty] | #DIVIDE BY ZERO | #DIVIDE BY ZERO
[6 empty] | M Antenna Switching Box(12 channels)-with passive | B521-A-SW-MAP12 |  | Frequency: DC ~ 18000 MHz Support 12 dual-polarized antenna |  |  | 1 |  | 218 | [8 empty] | 12只天線的路徑切換
[6 empty] | RS-232 Cable 5.0M | B211-K-W9156 |  | 9公-9母 長度 5米 (一體成型 ) |  |  | 1 |  | 0.2 | [8 empty] | 暗室內部接M1 SW
[6 empty] | RS-232 Cable 1.8M | B211-K-W7271 |  | 9公-9公 長度 1.8M (一體成型) |  |  | 1 |  | 0.1 | [8 empty] | 暗室外部M1 SW接電腦
[6 empty] | Vivaldi Antenna | B523-A-Vivaldi |  | "Frequency: 650 ~ 8000 MHz Gain: 5 dBi Typ. VSWR: 2 Typ. Connector: SMA(F) Impedance: 50 Ohm" |  |  | 12 |  | 48 | [8 empty] | 垂直環
[6 empty] | 寶麗龍治具_M系列_444轉台治具 | B552-E-M444 |  | 直徑80cm，高1710cm |  |  | 1 |  | 37 | [8 empty] | 只做到測試平台 | [14 empty] | #DIVIDE BY ZERO | #DIVIDE BY ZERO
1-評估 |  |  |  |  | A223,PON | AT-A111-23 Vertical Array Antenna(23VAA-1.5) -Antenna pitch: 15 degree -Antenna layout: 345 degree arch -measurement distance: 1.5m -23 Dual-polarized antennas -Frequency: 0.65 - 8.0GHz -Antenna gain: 6dBi (Typical) -Polarization: Dual linear polarization -Polarization isolation: > 25dB -Switching box for antenna switch | A213.A112 |  |  |  |  | 1 |  | 1305.3 | [8 empty] | M4 | 1305.3 |  | #DIVIDE BY ZERO |  | -1305.3 | #DIVIDE BY ZERO | #UNPARSEABLE | #BLOCKED |  | -43.51 | #DIVIDE BY ZERO
[6 empty] | M系列全環本體-垂直環-量測半徑1.5M (不含水平環) | B563-L-MFVR15 |  |  |  |  | 1 |  | 320 | [23 empty] | #DIVIDE BY ZERO | #DIVIDE BY ZERO
[6 empty] | 吸波材 泡棉式 12.7cm高尖錐,底座 60*60cm SPA-5 | B113-R-SPA-5 |  | Pyramidal absorber Size:60(L)x60(W)x59.5(H)cm Material:EPP |  |  | 40 |  | 42 | [23 empty] | #DIVIDE BY ZERO | #DIVIDE BY ZERO
[6 empty] | GL200SC SMA(M)-SMA(M)-650cm CA78P78P00-6M5U3 | B553-B-78P78P006M5U3 |  | GL200SC 黃色線550cm (CA78P78P00-5M5U3) |  |  | 46 |  | 391 | [8 empty] | 天線到 Switch(M3-1.5 ) | [14 empty] | #DIVIDE BY ZERO | #DIVIDE BY ZERO
[6 empty] | M Antenna Switching Box(12 channels)-with passive | B521-A-SW-MAP12 |  | Frequency: DC ~ 18000 MHz Support 12 dual-polarized antenna |  |  | 1 |  | 218 | [8 empty] | 12只天線的路徑切換
[6 empty] | M Antenna Switching Box(11 channels)-extender | B521-A-SW-MAP11 |  | Frequency: DC ~ 18000 MHz Support 12 dual-polarized antenna |  |  | 1 |  | 205 | [8 empty] | 12只天線的路徑切換
[6 empty] | RS-232 Cable 5.0M | B211-K-W9156 |  | 9公-9母 長度 5米 (一體成型 ) |  |  | 1 |  | 0.2 | [8 empty] | 暗室內部接M1 SW
[6 empty] | RS-232 Cable 1.8M | B211-K-W7271 |  | 9公-9公 長度 1.8M (一體成型) |  |  | 1 |  | 0.1 | [8 empty] | 暗室外部M1 SW接電腦
[6 empty] | Vivaldi Antenna | B523-A-Vivaldi |  | "Frequency: 650 ~ 8000 MHz Gain: 5 dBi Typ. VSWR: 2 Typ. Connector: SMA(F) Impedance: 50 Ohm" |  |  | 23 |  | 92 | [8 empty] | 垂直環
[6 empty] | 寶麗龍治具_M系列_444轉台治具 | B552-E-M444 |  | 直徑80cm，高1710cm |  |  | 1 |  | 37 | [8 empty] | 只做到測試平台 | [14 empty] | #DIVIDE BY ZERO | #DIVIDE BY ZERO
[5 empty] | A223,PON | AT-A112 Arch (1.0m) | A213.A12 |  |  |  |  | 1 |  | 38.1 | 38.1 | [8 empty] | 38.1 |  | #DIVIDE BY ZERO |  | -38.1 | #DIVIDE BY ZERO | #UNPARSEABLE | #BLOCKED |  | -1.27 | #DIVIDE BY ZERO
1-評估 |  |  |  |  | A223,PON | AT-A112-12 Vertical Array Antenna(12VAA-1.0) -Antenna pitch: 15 degree -Antenna layout: 165 degree arch -measurement distance: 1.0m -12 Dual-polarized antennas -Frequency: 0.65 - 8.0GHz -Antenna gain: 6dBi (Typical) -Polarization: Dual linear polarization -Polarization isolation: > 25dB -Switching box for antenna switch | A213.A121 |  |  |  |  | 1 |  | 640.05 | [8 empty] | M3 | 640.05 |  | #DIVIDE BY ZERO |  | -640.05 | #DIVIDE BY ZERO | #UNPARSEABLE | #BLOCKED |  | -21.335 | #DIVIDE BY ZERO
[6 empty] | M系列半環本體-垂直環-量測半徑1.0M (不含水平環) | B563-L-MHVR10 |  |  |  |  | 1 |  | 120 | [23 empty] | #DIVIDE BY ZERO | #DIVIDE BY ZERO
[6 empty] | 吸波材 泡棉式 12.7cm高尖錐,底座 60*60cm SPA-5 | B113-R-SPA-5 |  | Pyramidal absorber Size:60(L)x60(W)x59.5(H)cm Material:EPP |  |  | 15 |  | 15.75 | [23 empty] | #DIVIDE BY ZERO | #DIVIDE BY ZERO
[6 empty] | GL200SC SMA(M)-SMA(M)-650cm CA78P78P00-6M5U3 | B553-B-78P78P006M5U3 |  | GL200SC 黃色線550cm (CA78P78P00-5M5U3) |  |  | 24 |  | 204 | [8 empty] | 天線到 Switch(M3-1.5 ) | [14 empty] | #DIVIDE BY ZERO | #DIVIDE BY ZERO
[6 empty] | M Antenna Switching Box(12 channels)-with passive | B521-A-SW-MAP12 |  | Frequency: DC ~ 18000 MHz Support 12 dual-polarized antenna |  |  | 1 |  | 218 | [8 empty] | 12只天線的路徑切換
[6 empty] | RS-232 Cable 5.0M | B211-K-W9156 |  | 9公-9母 長度 5米 (一體成型 ) |  |  | 1 |  | 0.2 | [8 empty] | 暗室內部接M1 SW
[6 empty] | RS-232 Cable 1.8M | B211-K-W7271 |  | 9公-9公 長度 1.8M (一體成型) |  |  | 1 |  | 0.1 | [8 empty] | 暗室外部M1 SW接電腦
[6 empty] | Vivaldi Antenna | B523-A-Vivaldi |  | "Frequency: 650 ~ 8000 MHz Gain: 5 dBi Typ. VSWR: 2 Typ. Connector: SMA(F) Impedance: 50 Ohm" |  |  | 12 |  | 48 | [8 empty] | 垂直環
[6 empty] | 寶麗龍治具_M系列_333轉台治具 | B552-E-M333 |  |  |  |  | 1 |  | 34 | [8 empty] | 只做到測試平台 | [14 empty] | #DIVIDE BY ZERO | #DIVIDE BY ZERO
1-評估 |  |  |  |  | A223,PON | AT-A112-23 Vertical Array Antenna(23VAA-1.0) -Antenna pitch: 15 degree -Antenna layout: 345 degree arch -measurement distance: 1.0m -23 Dual-polarized antennas -Frequency: 0.65 - 8.0GHz -Antenna gain: 6dBi (Typical) -Polarization: Dual linear polarization -Polarization isolation: > 25dB -Switching box for antenna switch | A213.A122 |  |  |  |  | 1 |  | 1191.8 | [8 empty] | M4 | 1191.8 |  | #DIVIDE BY ZERO |  | -1191.8 | #DIVIDE BY ZERO | #UNPARSEABLE | #BLOCKED |  | -39.7267 | #DIVIDE BY ZERO
[6 empty] | M系列全環本體-垂直環-量測半徑1.0M (不含水平環) | B563-L-MFVR10 |  |  |  |  | 1 |  | 220 | [23 empty] | #DIVIDE BY ZERO | #DIVIDE BY ZERO
[6 empty] | 吸波材 泡棉式 12.7cm高尖錐,底座 60*60cm SPA-5 | B113-R-SPA-5 |  | Pyramidal absorber Size:60(L)x60(W)x59.5(H)cm Material:EPP |  |  | 30 |  | 31.5 | [23 empty] | #DIVIDE BY ZERO | #DIVIDE BY ZERO
[6 empty] | GL200SC SMA(M)-SMA(M)-650cm CA78P78P00-6M5U3 | B553-B-78P78P006M5U3 |  | GL200SC 黃色線550cm (CA78P78P00-5M5U3) |  |  | 46 |  | 391 | [8 empty] | 天線到 Switch(M3-1.5 ) | [14 empty] | #DIVIDE BY ZERO | #DIVIDE BY ZERO
[6 empty] | M Antenna Switching Box(12 channels)-with passive | B521-A-SW-MAP12 |  | Frequency: DC ~ 18000 MHz Support 12 dual-polarized antenna |  |  | 1 |  | 218 | [8 empty] | 12只天線的路徑切換
[6 empty] | M Antenna Switching Box(11 channels)-extender | B521-A-SW-MAP11 |  | Frequency: DC ~ 18000 MHz Support 12 dual-polarized antenna |  |  | 1 |  | 205 | [8 empty] | 12只天線的路徑切換
[6 empty] | RS-232 Cable 5.0M | B211-K-W9156 |  | 9公-9母 長度 5米 (一體成型 ) |  |  | 1 |  | 0.2 | [8 empty] | 暗室內部接M1 SW
[6 empty] | RS-232 Cable 1.8M | B211-K-W7271 |  | 9公-9公 長度 1.8M (一體成型) |  |  | 1 |  | 0.1 | [8 empty] | 暗室外部M1 SW接電腦
[6 empty] | Vivaldi Antenna | B523-A-Vivaldi |  | "Frequency: 650 ~ 8000 MHz Gain: 5 dBi Typ. VSWR: 2 Typ. Connector: SMA(F) Impedance: 50 Ohm" |  |  | 23 |  | 92 | [8 empty] | 垂直環
[6 empty] | 寶麗龍治具_M系列_333轉台治具 | B552-E-M333 |  |  |  |  | 1 |  | 34 | [8 empty] | 只做到測試平台 | [14 empty] | #DIVIDE BY ZERO | #DIVIDE BY ZERO
[5 empty] | A223,PON | AT-A113 Arch (2.0m) | A213.A13 |  |  |  |  | 1 |  | 38.1 | 38.1 | [8 empty] | 38.1 |  | #DIVIDE BY ZERO |  | -38.1 | #DIVIDE BY ZERO | #UNPARSEABLE | #BLOCKED |  | -1.27 | #DIVIDE BY ZERO
1-評估 |  |  |  |  | A223,PON | AT-A113-12 Vertical Array Antenna(12VAA-2.0) -Antenna pitch: 15 degree -Antenna layout: 165 degree arch -measurement distance: 2.0m -12 Dual-polarized antennas -Frequency: 0.65 - 8.0GHz -Antenna gain: 6dBi (Typical) -Polarization: Dual linear polarization -Polarization isolation: > 25dB -Switching box for antenna switch | A213.A131 |  |  |  |  | 1 |  | 761.8 | [8 empty] | M3 | 761.8 |  | #DIVIDE BY ZERO |  | -761.8 | #DIVIDE BY ZERO | #UNPARSEABLE | #BLOCKED |  | -25.3933 | #DIVIDE BY ZERO
[6 empty] | M系列半環本體-垂直環-量測半徑2.0M (不含水平環) | B563-L-MHVR20 |  |  |  |  | 1 |  | 220 | [23 empty] | #DIVIDE BY ZERO | #DIVIDE BY ZERO
[6 empty] | 吸波材 泡棉式 12.7cm高尖錐,底座 60*60cm SPA-5 | B113-R-SPA-5 |  | Pyramidal absorber Size:60(L)x60(W)x59.5(H)cm Material:EPP |  |  | 30 |  | 31.5 | [23 empty] | #DIVIDE BY ZERO | #DIVIDE BY ZERO
[6 empty] | GL200SC SMA(M)-SMA(M)-650cm CA78P78P00-6M5U3 | B553-B-78P78P006M5U3 |  |  |  |  | 24 |  | 204 | [8 empty] | 天線到 Switch(M3-2.0 ) | [14 empty] | #DIVIDE BY ZERO | #DIVIDE BY ZERO
[6 empty] | M Antenna Switching Box(12 channels)-with passive | B521-A-SW-MAP12 |  | Frequency: DC ~ 18000 MHz Support 12 dual-polarized antenna |  |  | 1 |  | 218 | [8 empty] | 12只天線的路徑切換
[6 empty] | RS-232 Cable 5.0M | B211-K-W9156 |  | 9公-9母 長度 5米 (一體成型 ) |  |  | 1 |  | 0.2 | [8 empty] | 暗室內部接M1 SW
[6 empty] | RS-232 Cable 1.8M | B211-K-W7271 |  | 9公-9公 長度 1.8M (一體成型) |  |  | 1 |  | 0.1 | [8 empty] | 暗室外部M1 SW接電腦
[6 empty] | Vivaldi Antenna | B523-A-Vivaldi |  | "Frequency: 650 ~ 8000 MHz Gain: 5 dBi Typ. VSWR: 2 Typ. Connector: SMA(F) Impedance: 50 Ohm" |  |  | 12 |  | 48 | [8 empty] | 垂直環
[6 empty] | 寶麗龍治具_M系列_555轉台治具 | B552-E-M555 |  |  |  |  | 1 |  | 40 | [8 empty] | 只做到測試平台 | [14 empty] | #DIVIDE BY ZERO | #DIVIDE BY ZERO
1-評估 |  |  |  |  | A223,PON | AT-A113-23 Vertical Array Antenna(23VAA-2.0) -Antenna pitch: 15 degree -Antenna layout: 345 degree arch -measurement distance: 2.0m -23 Dual-polarized antennas -Frequency: 0.65 - 8.0GHz -Antenna gain: 6dBi (Typical) -Polarization: Dual linear polarization -Polarization isolation: > 25dB -Switching box for antenna switch | A213.A132 |  |  |  |  | 1 |  | 1409.3 | [8 empty] | M4 | 1409.3 |  | #DIVIDE BY ZERO |  | -1409.3 | #DIVIDE BY ZERO | #UNPARSEABLE | #BLOCKED |  | -46.9767 | #DIVIDE BY ZERO
[6 empty] | M系列全環本體-垂直環-量測半徑2.0M (不含水平環) | B563-L-MFVR20 |  |  |  |  | 1 |  | 400 | [23 empty] | #DIVIDE BY ZERO | #DIVIDE BY ZERO
[6 empty] | 吸波材 泡棉式 12.7cm高尖錐,底座 60*60cm SPA-5 | B113-R-SPA-5 |  | Pyramidal absorber Size:60(L)x60(W)x59.5(H)cm Material:EPP |  |  | 60 |  | 63 | [23 empty] | #DIVIDE BY ZERO | #DIVIDE BY ZERO
[6 empty] | GL200SC SMA(M)-SMA(M)-650cm CA78P78P00-6M5U3 | B553-B-78P78P006M5U3 |  |  |  |  | 46 |  | 391 | [8 empty] | 天線到 Switch(M3-2.0 ) | [14 empty] | #DIVIDE BY ZERO | #DIVIDE BY ZERO
[6 empty] | M Antenna Switching Box(12 channels)-with passive | B521-A-SW-MAP12 |  | Frequency: DC ~ 18000 MHz Support 12 dual-polarized antenna |  |  | 1 |  | 218 | [8 empty] | 12只天線的路徑切換
[6 empty] | M Antenna Switching Box(11 channels)-extender | B521-A-SW-MAP11 |  | Frequency: DC ~ 18000 MHz Support 12 dual-polarized antenna |  |  | 1 |  | 205 | [8 empty] | 12只天線的路徑切換
[6 empty] | RS-232 Cable 5.0M | B211-K-W9156 |  | 9公-9母 長度 5米 (一體成型 ) |  |  | 1 |  | 0.2 | [8 empty] | 暗室內部接M1 SW
[6 empty] | RS-232 Cable 1.8M | B211-K-W7271 |  | 9公-9公 長度 1.8M (一體成型) |  |  | 1 |  | 0.1 | [8 empty] | 暗室外部M1 SW接電腦
[6 empty] | Vivaldi Antenna | B523-A-Vivaldi |  | "Frequency: 650 ~ 8000 MHz Gain: 5 dBi Typ. VSWR: 2 Typ. Connector: SMA(F) Impedance: 50 Ohm" |  |  | 23 |  | 92 | [8 empty] | 垂直環
[6 empty] | 寶麗龍治具_M系列_555轉台治具 | B552-E-M555 |  |  |  |  | 1 |  | 40 | [8 empty] | 只做到測試平台 | [14 empty] | #DIVIDE BY ZERO | #DIVIDE BY ZERO
0-未開 |  |  |  |  | A223,PON | AT-A113-47 Vertical Array Antenna(47VAA-2.0) -Antenna pitch: 7.5 degree -Antenna layout: 352.5 degree arch -measurement distance: 2.0m -47 Dual-polarized antennas -Frequency: 0.65 - 8.0GHz -Antenna gain: 6dBi (Typical) -Polarization: Dual linear polarization -Polarization isolation: > 25dB -Switching box for antenna switch | A213.A133 |  |  |  |  | 1 | [10 empty] | M4 |  |  | #DIVIDE BY ZERO |  | 0 | #DIVIDE BY ZERO | #UNPARSEABLE | #BLOCKED |  | 0 | #DIVIDE BY ZERO
[5 empty] | A223,PON | AT-A114 Arch (0.8m) | A213.A14 |  |  |  |  | 1 |  | 38.1 | 38.1 | [8 empty] | 38.1 |  | #DIVIDE BY ZERO |  | -38.1 | #DIVIDE BY ZERO | #UNPARSEABLE | #BLOCKED |  | -1.27 | #DIVIDE BY ZERO
1-評估 |  |  |  |  | A223,PON | AT-A114-12 Vertical Array Antenna(12VAA-0.8) -Antenna pitch: 15 degree -Antenna layout: 165 degree arch -measurement distance: 0.8m -12 Dual-polarized antennas -Frequency: 0.65 - 8.0GHz -Antenna gain: 6dBi (Typical) -Polarization: Dual linear polarization -Polarization isolation: > 25dB -Switching box for antenna switch | A213.A141 |  |  |  |  | 1 |  | 534.05 | [8 empty] | M3 | 534.05 |  | #DIVIDE BY ZERO |  | -534.05 | #DIVIDE BY ZERO | #UNPARSEABLE | #BLOCKED |  | -17.8017 | #DIVIDE BY ZERO
[6 empty] | M系列半環本體-垂直環-量測半徑0.8M (不含水平環) | B563-L-MHVR08 |  |  |  |  | 1 |  | 120 | [23 empty] | #DIVIDE BY ZERO | #DIVIDE BY ZERO
[6 empty] | 吸波材 泡棉式 12.7cm高尖錐,底座 60*60cm SPA-5 | B113-R-SPA-5 |  | Pyramidal absorber Size:60(L)x60(W)x59.5(H)cm Material:EPP |  |  | 15 |  | 15.75 | [23 empty] | #DIVIDE BY ZERO | #DIVIDE BY ZERO
[6 empty] | GL200SC SMA(M)-SMA(M)-420cm CA78P78P00-4M2U3 | B553-B-CA78P78P004M2U3 |  |  |  |  | 24 |  | 132 | [8 empty] | 天線到 Switch(M3-1.0 ) | [14 empty] | #DIVIDE BY ZERO | #DIVIDE BY ZERO
[6 empty] | M Antenna Switching Box(12 channels)-with passive | B521-A-SW-MAP12 |  | Frequency: DC ~ 18000 MHz Support 12 dual-polarized antenna |  |  | 1 |  | 218 | [8 empty] | 12只天線的路徑切換
[6 empty] | RS-232 Cable 5.0M | B211-K-W9156 |  | 9公-9母 長度 5米 (一體成型 ) |  |  | 1 |  | 0.2 | [8 empty] | 暗室內部接M1 SW
[6 empty] | RS-232 Cable 1.8M | B211-K-W7271 |  | 9公-9公 長度 1.8M (一體成型) |  |  | 1 |  | 0.1 | [8 empty] | 暗室外部M1 SW接電腦
[6 empty] | Vivaldi Antenna | B523-A-Vivaldi |  | "Frequency: 650 ~ 8000 MHz Gain: 5 dBi Typ. VSWR: 2 Typ. Connector: SMA(F) Impedance: 50 Ohm" |  |  | 12 |  | 48 | [8 empty] | 垂直環
1-評估 |  |  |  |  | A223,PON | AT-A114-23 Vertical Array Antenna(23VAA-0.8) -Antenna pitch: 15 degree -Antenna layout: 345 degree arch -measurement distance: 0.8m -23 Dual-polarized antennas -Frequency: 0.65 - 8.0GHz -Antenna gain: 6dBi (Typical) -Polarization: Dual linear polarization -Polarization isolation: > 25dB -Switching box for antenna switch | A213.A142 |  |  |  |  | 1 |  | 919.8 | [8 empty] | M4 | 919.8 |  | #DIVIDE BY ZERO |  | -919.8 | #DIVIDE BY ZERO | #UNPARSEABLE | #BLOCKED |  | -30.66 | #DIVIDE BY ZERO
[6 empty] | M系列全環本體-垂直環-量測半徑0.8M (不含水平環) | B563-L-MHVR08 |  |  |  |  | 1 |  | 120 | [23 empty] | #DIVIDE BY ZERO | #DIVIDE BY ZERO
[6 empty] | 吸波材 泡棉式 12.7cm高尖錐,底座 60*60cm SPA-5 | B113-R-SPA-5 |  | Pyramidal absorber Size:60(L)x60(W)x59.5(H)cm Material:EPP |  |  | 30 |  | 31.5 | [23 empty] | #DIVIDE BY ZERO | #DIVIDE BY ZERO
[6 empty] | GL200SC SMA(M)-SMA(M)-420cm CA78P78P00-4M2U3 | B553-B-CA78P78P004M2U3 |  |  |  |  | 46 |  | 253 | [8 empty] | 天線到 Switch(M3-1.0 ) | [14 empty] | #DIVIDE BY ZERO | #DIVIDE BY ZERO
[6 empty] | M Antenna Switching Box(12 channels)-with passive | B521-A-SW-MAP12 |  | Frequency: DC ~ 18000 MHz Support 12 dual-polarized antenna |  |  | 1 |  | 218 | [8 empty] | 12只天線的路徑切換
[6 empty] | M Antenna Switching Box(11 channels)-extender | B521-A-SW-MAP11 |  | Frequency: DC ~ 18000 MHz Support 12 dual-polarized antenna |  |  | 1 |  | 205 | [8 empty] | 12只天線的路徑切換
[6 empty] | RS-232 Cable 5.0M | B211-K-W9156 |  | 9公-9母 長度 5米 (一體成型 ) |  |  | 1 |  | 0.2 | [8 empty] | 暗室內部接M1 SW
[6 empty] | RS-232 Cable 1.8M | B211-K-W7271 |  | 9公-9公 長度 1.8M (一體成型) |  |  | 1 |  | 0.1 | [8 empty] | 暗室外部M1 SW接電腦
[6 empty] | Vivaldi Antenna | B523-A-Vivaldi |  | "Frequency: 650 ~ 8000 MHz Gain: 5 dBi Typ. VSWR: 2 Typ. Connector: SMA(F) Impedance: 50 Ohm" |  |  | 23 |  | 92 | [8 empty] | 垂直環
[5 empty] | A223,PON | AT-A2 Horizontal Arch Array Antenna | A213.A2 |  |  |  |  | 1 |  | 38.1 | 38.1 | [8 empty] | 38.1 |  | #DIVIDE BY ZERO |  | -38.1 | #DIVIDE BY ZERO | #UNPARSEABLE | #BLOCKED |  | -1.27 | #DIVIDE BY ZERO
[5 empty] | A223,PON | AT-A21 Arch (1.5m) | A213.A21 |  |  |  |  | 1 |  | 38.1 | 38.1 | [8 empty] | 38.1 |  | #DIVIDE BY ZERO |  | -38.1 | #DIVIDE BY ZERO | #UNPARSEABLE | #BLOCKED |  | -1.27 | #DIVIDE BY ZERO
1-評估 |  |  |  |  | A223,PON | AT-A21-01 Horizontal Array Antenna System(4HAA-1.5) -Antenna pitch: 45 degree -measurement distance: 1.5m -4 Dual-polarized antennas -Frequency: 0.65 - 8.0GHz -Antenna gain: 6dBi (Typical) -Polarization: Dual linear polarization -Polarization isolation: > 25dB | A213.A211 | [6 empty] | 165 | [8 empty] | M3 | 165 |  | #DIVIDE BY ZERO |  | -165 | #DIVIDE BY ZERO | #UNPARSEABLE | #BLOCKED |  | -5.5 | #DIVIDE BY ZERO
[5 empty] | A223,PON | M系列半環本體-水平環-量測半徑1.5M (不含垂直環) | B563-L-MHHR15 |  |  |  |  | 1 |  | 120 | [9 empty] | 120 |  | #DIVIDE BY ZERO |  | -120 | #DIVIDE BY ZERO | #UNPARSEABLE | #BLOCKED |  | -4 | #DIVIDE BY ZERO |  |  |  | #DIVIDE BY ZERO | #DIVIDE BY ZERO
[5 empty] | A223,PON | 50歐姆負載-SMA(M) | B123-M-50 |  |  |  |  | 8 |  | 8 | [8 empty] | 如果沒用到需接上負載防止干擾 | 8 |  | #DIVIDE BY ZERO |  | -8 | #DIVIDE BY ZERO | #UNPARSEABLE | #BLOCKED |  | -0.26667 | #DIVIDE BY ZERO
[5 empty] | A223,PON | Vivaldi Antenna | B523-A-Vivaldi |  | "Frequency: 650 ~ 8000 MHz Gain: 5 dBi Typ. VSWR: 2 Typ. Connector: SMA(F) Impedance: 50 Ohm" |  |  | 4 |  | 16 | [8 empty] | 水平環 | 16 |  | #DIVIDE BY ZERO |  | -16 | #DIVIDE BY ZERO | #UNPARSEABLE | #BLOCKED |  | -0.53333 | #DIVIDE BY ZERO
[6 empty] | 吸波材 泡棉式 12.7cm高尖錐,底座 60*60cm SPA-5 | B113-R-SPA-5 |  | Pyramidal absorber Size:60(L)x60(W)x59.5(H)cm Material:EPP |  |  | 20 |  | 21 | [23 empty] | #DIVIDE BY ZERO | #DIVIDE BY ZERO
2-開發 |  |  |  |  | A223,PON | AT-A21-02 Horizontal Array Antenna System(8HAA-1.5) -Antenna pitch: 45 degree -measurement distance: 1.5m -8 Dual-polarized antennas -Frequency: 0.65 - 8.0GHz -Antenna gain: 6dBi (Typical) -Polarization: Dual linear polarization -Polarization isolation: > 25dB | A213.A212 | [6 empty] | 250 | [8 empty] | M3 | 250 |  | #DIVIDE BY ZERO |  | -250 | #DIVIDE BY ZERO | #UNPARSEABLE | #BLOCKED |  | -8.3333 | #DIVIDE BY ZERO
[5 empty] | A223,PON | M系列全環本體-水平環-量測半徑1.5M (不含垂直環) | B563-L-MFHR15 |  |  |  |  | 1 |  | 160 | [9 empty] | 160 |  | #DIVIDE BY ZERO |  | -160 | #DIVIDE BY ZERO | #UNPARSEABLE | #BLOCKED |  | -5.3333 | #DIVIDE BY ZERO |  |  |  | #DIVIDE BY ZERO | #DIVIDE BY ZERO
[5 empty] | A223,PON | 50歐姆負載-SMA(M) | B123-M-50 |  |  |  |  | 16 |  | 16 | [8 empty] | 如果沒用到需接上負載防止干擾 | 16 |  | #DIVIDE BY ZERO |  | -16 | #DIVIDE BY ZERO | #UNPARSEABLE | #BLOCKED |  | -0.53333 | #DIVIDE BY ZERO
[5 empty] | A223,PON | Vivaldi Antenna | B523-A-Vivaldi |  | "Frequency: 650 ~ 8000 MHz Gain: 5 dBi Typ. VSWR: 2 Typ. Connector: SMA(F) Impedance: 50 Ohm" |  |  | 8 |  | 32 | [8 empty] | 水平環 | 32 |  | #DIVIDE BY ZERO |  | -32 | #DIVIDE BY ZERO | #UNPARSEABLE | #BLOCKED |  | -1.0667 | #DIVIDE BY ZERO
[6 empty] | 吸波材 泡棉式 12.7cm高尖錐,底座 60*60cm SPA-5 | B113-R-SPA-5 |  | Pyramidal absorber Size:60(L)x60(W)x59.5(H)cm Material:EPP |  |  | 40 |  | 42 | [23 empty] | #DIVIDE BY ZERO | #DIVIDE BY ZERO
[5 empty] | A223,PON | AT-A22 Arch (1.0m) | A213.A22 |  |  |  |  | 1 |  | 38.1 | 38.1 | [8 empty] | 38.1 |  | #DIVIDE BY ZERO |  | -38.1 | #DIVIDE BY ZERO | #UNPARSEABLE | #BLOCKED |  | -1.27 | #DIVIDE BY ZERO
1-評估 |  |  |  |  | A223,PON | AT-A21-01 Horizontal Array Antenna System(4HAA-1.0) -Antenna pitch: 45 degree -measurement distance: 1.0m -4 Dual-polarized antennas -Frequency: 0.65 - 8.0GHz -Antenna gain: 6dBi (Typical) -Polarization: Dual linear polarization -Polarization isolation: > 25dB | A213.A221 | [6 empty] | 100 | [8 empty] | M3 | 100 |  | #DIVIDE BY ZERO |  | -100 | #DIVIDE BY ZERO | #UNPARSEABLE | #BLOCKED |  | -3.3333 | #DIVIDE BY ZERO
[5 empty] | A223,PON | M系列半環本體-水平環-量測半徑1.0M (不含垂直環) | B563-L-MHHR10 |  |  |  |  | 1 |  | 60 | [9 empty] | 60 |  | #DIVIDE BY ZERO |  | -60 | #DIVIDE BY ZERO | #UNPARSEABLE | #BLOCKED |  | -2 | #DIVIDE BY ZERO |  |  |  | #DIVIDE BY ZERO | #DIVIDE BY ZERO
[5 empty] | A223,PON | 50歐姆負載-SMA(M) | B123-M-50 |  |  |  |  | 8 |  | 8 | [8 empty] | 如果沒用到需接上負載防止干擾 | 8 |  | #DIVIDE BY ZERO |  | -8 | #DIVIDE BY ZERO | #UNPARSEABLE | #BLOCKED |  | -0.26667 | #DIVIDE BY ZERO
[5 empty] | A223,PON | Vivaldi Antenna | B523-A-Vivaldi |  | "Frequency: 650 ~ 8000 MHz Gain: 5 dBi Typ. VSWR: 2 Typ. Connector: SMA(F) Impedance: 50 Ohm" |  |  | 4 |  | 16 | [8 empty] | 水平環 | 16 |  | #DIVIDE BY ZERO |  | -16 | #DIVIDE BY ZERO | #UNPARSEABLE | #BLOCKED |  | -0.53333 | #DIVIDE BY ZERO
[6 empty] | 吸波材 泡棉式 12.7cm高尖錐,底座 60*60cm SPA-5 | B113-R-SPA-5 |  | Pyramidal absorber Size:60(L)x60(W)x59.5(H)cm Material:EPP |  |  | 15 |  | 16 | [23 empty] | #DIVIDE BY ZERO | #DIVIDE BY ZERO
[5 empty] | A223,PON | AT-A23 Arch (2.0m) | A213.A23 |  |  |  |  | 1 |  | 38.1 | 38.1 | [8 empty] | 38.1 |  | #DIVIDE BY ZERO |  | -38.1 | #DIVIDE BY ZERO | #UNPARSEABLE | #BLOCKED |  | -1.27 | #DIVIDE BY ZERO
1-評估 |  |  |  |  | A223,PON | AT-A21-01 Horizontal Array Antenna System(4HAA-2.0) -Antenna pitch: 45 degree -measurement distance: 2.0m -4 Dual-polarized antennas -Frequency: 0.65 - 8.0GHz -Antenna gain: 6dBi (Typical) -Polarization: Dual linear polarization -Polarization isolation: > 25dB | A213.A231 | [6 empty] | 236 | [8 empty] | M3 | 236 |  | #DIVIDE BY ZERO |  | -236 | #DIVIDE BY ZERO | #UNPARSEABLE | #BLOCKED |  | -7.8667 | #DIVIDE BY ZERO
[5 empty] | A223,PON | M系列半環本體-水平環-量測半徑2.0M (不含垂直環) | B563-L-MHHR20 |  |  |  |  | 1 |  | 180 | [9 empty] | 180 |  | #DIVIDE BY ZERO |  | -180 | #DIVIDE BY ZERO | #UNPARSEABLE | #BLOCKED |  | -6 | #DIVIDE BY ZERO |  |  |  | #DIVIDE BY ZERO | #DIVIDE BY ZERO
[5 empty] | A223,PON | 50歐姆負載-SMA(M) | B123-M-50 |  |  |  |  | 8 |  | 8 | [8 empty] | 如果沒用到需接上負載防止干擾 | 8 |  | #DIVIDE BY ZERO |  | -8 | #DIVIDE BY ZERO | #UNPARSEABLE | #BLOCKED |  | -0.26667 | #DIVIDE BY ZERO
[5 empty] | A223,PON | Vivaldi Antenna | B523-A-Vivaldi |  | "Frequency: 650 ~ 8000 MHz Gain: 5 dBi Typ. VSWR: 2 Typ. Connector: SMA(F) Impedance: 50 Ohm" |  |  | 4 |  | 16 | [8 empty] | 水平環 | 16 |  | #DIVIDE BY ZERO |  | -16 | #DIVIDE BY ZERO | #UNPARSEABLE | #BLOCKED |  | -0.53333 | #DIVIDE BY ZERO
[6 empty] | 吸波材 泡棉式 12.7cm高尖錐,底座 60*60cm SPA-5 | B113-R-SPA-5 |  | Pyramidal absorber Size:60(L)x60(W)x59.5(H)cm Material:EPP |  |  | 30 |  | 32 | [23 empty] | #DIVIDE BY ZERO | #DIVIDE BY ZERO
1-評估 |  |  |  |  | A223,PON | AT-A21-02 Horizontal Array Antenna System(8HAA-2.0) -Antenna pitch: 45 degree -measurement distance: 2.0m -8 Dual-polarized antennas -Frequency: 0.65 - 8.0GHz -Antenna gain: 6dBi (Typical) -Polarization: Dual linear polarization -Polarization isolation: > 25dB | A213.A232 | [6 empty] | 331 | [8 empty] | M4 | 331 |  | #DIVIDE BY ZERO |  | -331 | #DIVIDE BY ZERO | #UNPARSEABLE | #BLOCKED |  | -11.0333 | #DIVIDE BY ZERO
[5 empty] | A223,PON | M系列全環本體-水平環-量測半徑2.0M (不含垂直環) | B563-L-MFHR20 |  |  |  |  | 1 |  | 220 | [9 empty] | 220 |  | #DIVIDE BY ZERO |  | -220 | #DIVIDE BY ZERO | #UNPARSEABLE | #BLOCKED |  | -7.3333 | #DIVIDE BY ZERO |  |  |  | #DIVIDE BY ZERO | #DIVIDE BY ZERO
[5 empty] | A223,PON | 50歐姆負載-SMA(M) | B123-M-50 |  |  |  |  | 16 |  | 16 | [8 empty] | 如果沒用到需接上負載防止干擾 | 16 |  | #DIVIDE BY ZERO |  | -16 | #DIVIDE BY ZERO | #UNPARSEABLE | #BLOCKED |  | -0.53333 | #DIVIDE BY ZERO
[5 empty] | A223,PON | Vivaldi Antenna | B523-A-Vivaldi |  | "Frequency: 650 ~ 8000 MHz Gain: 5 dBi Typ. VSWR: 2 Typ. Connector: SMA(F) Impedance: 50 Ohm" |  |  | 8 |  | 32 | [8 empty] | 水平環 | 32 |  | #DIVIDE BY ZERO |  | -32 | #DIVIDE BY ZERO | #UNPARSEABLE | #BLOCKED |  | -1.0667 | #DIVIDE BY ZERO
[6 empty] | 吸波材 泡棉式 12.7cm高尖錐,底座 60*60cm SPA-5 | B113-R-SPA-5 |  | Pyramidal absorber Size:60(L)x60(W)x59.5(H)cm Material:EPP |  |  | 60 |  | 63 | [23 empty] | #DIVIDE BY ZERO | #DIVIDE BY ZERO
1-評估 |  |  |  |  | A223,PON | AT-A21-03 Horizontal Array Antenna System(16HAA-2.0) -Antenna pitch: 45 degree -measurement distance: 2.0m -16 Dual-polarized antennas (3D MIMO) -Frequency: 0.65 - 8.0GHz -Antenna gain: 6dBi (Typical) -Polarization: Dual linear polarization -Polarization isolation: > 25dB | A213.A233 | [15 empty] | M4 |  |  | #DIVIDE BY ZERO |  | 0 | #DIVIDE BY ZERO | #UNPARSEABLE | #BLOCKED |  | 0 | #DIVIDE BY ZERO
[5 empty] | A223,PON | AT-A21 Arch (0.8m) | A213.A24 |  |  |  |  | 1 |  | 38.1 | 38.1 | [8 empty] | 38.1 |  | #DIVIDE BY ZERO |  | -38.1 | #DIVIDE BY ZERO | #UNPARSEABLE | #BLOCKED |  | -1.27 | #DIVIDE BY ZERO
1-評估 |  |  |  |  | A223,PON | AT-A21-01 Horizontal Array Antenna System(4HAA-0.8) -Antenna pitch: 45 degree -measurement distance: 2.0m -4 Dual-polarized antennas -Frequency: 0.65 - 8.0GHz -Antenna gain: 6dBi (Typical) -Polarization: Dual linear polarization -Polarization isolation: > 25dB | A213.A241 | [6 empty] | 100 | [8 empty] | M3 | 100 |  | #DIVIDE BY ZERO |  | -100 | #DIVIDE BY ZERO | #UNPARSEABLE | #BLOCKED |  | -3.3333 | #DIVIDE BY ZERO
[5 empty] | A223,PON | M系列半環本體-水平環-量測半徑0.8M (不含垂直環) | B563-L-MHHR08 |  |  |  |  | 1 |  | 60 | [9 empty] | 60 |  | #DIVIDE BY ZERO |  | -60 | #DIVIDE BY ZERO | #UNPARSEABLE | #BLOCKED |  | -2 | #DIVIDE BY ZERO |  |  |  | #DIVIDE BY ZERO | #DIVIDE BY ZERO
[5 empty] | A223,PON | 50歐姆負載-SMA(M) | B123-M-50 |  |  |  |  | 8 |  | 8 | [8 empty] | 如果沒用到需接上負載防止干擾 | 8 |  | #DIVIDE BY ZERO |  | -8 | #DIVIDE BY ZERO | #UNPARSEABLE | #BLOCKED |  | -0.26667 | #DIVIDE BY ZERO
[5 empty] | A223,PON | Vivaldi Antenna | B523-A-Vivaldi |  | "Frequency: 650 ~ 8000 MHz Gain: 5 dBi Typ. VSWR: 2 Typ. Connector: SMA(F) Impedance: 50 Ohm" |  |  | 4 |  | 16 | [8 empty] | 水平環 | 16 |  | #DIVIDE BY ZERO |  | -16 | #DIVIDE BY ZERO | #UNPARSEABLE | #BLOCKED |  | -0.53333 | #DIVIDE BY ZERO
[6 empty] | 吸波材 泡棉式 12.7cm高尖錐,底座 60*60cm SPA-5 | B113-R-SPA-5 |  | Pyramidal absorber Size:60(L)x60(W)x59.5(H)cm Material:EPP |  |  | 15 |  | 16 | [23 empty] | #DIVIDE BY ZERO | #DIVIDE BY ZERO
|  | Y |  |  | A223,PON | AT-D Sleeve Dipole / Monopole Antenna | A213.D |  | 基本功能 |  |  | 1 | #UNPARSEABLE | #UNPARSEABLE | #BLOCKED |  |  |  | 0 | 式 |  |  |  | #BLOCKED | #BLOCKED | #BLOCKED | 1300000 | #BLOCKED | #BLOCKED | #UNPARSEABLE | #BLOCKED | 60000 | #BLOCKED | #BLOCKED
|  | Y |  |  | A223,PON | AT-D2 Sleeve Monopole Antenna | A213.D2 |  |  |  |  | 1 | #UNPARSEABLE | #UNPARSEABLE | #BLOCKED |  |  |  | 0 | 式 |  |  |  | #BLOCKED | #BLOCKED | #BLOCKED | 1300000 | #BLOCKED | #BLOCKED | #UNPARSEABLE | #BLOCKED | 60000 | #BLOCKED | #BLOCKED
1-評估 |  |  |  |  | A223,PON | AT-D21 Sleeve Monopole Antenna -Antenna frequency: 2.4 - 2.5 GHz/ 5.0 - 7.125 GHz -Antenna gain: 3 dBi (Typical ) -VSWR: 3.5 Max. -Power handling: Max. 5 Watt CW -Connector: SMA plug (male pin) -Length: 135.7 mm | A213.D211 |  |  |  |  | 1 |  | 0.7 | [9 empty] | 0.7 |  | #DIVIDE BY ZERO |  | -0.7 | #DIVIDE BY ZERO | #UNPARSEABLE | #BLOCKED |  | -0.023333 | #DIVIDE BY ZERO
[5 empty] | A223,PON | Monopole Antenna 2.4 - 2.5 GHz/ 5.0 - 7.125 GHz ANT-W63WS3-SMA | B121-M-ANTW63WS3-SMA |  |  |  |  | 1 |  | 0.7 | [9 empty] | 0.7 |  | #DIVIDE BY ZERO |  | -0.7 | #DIVIDE BY ZERO | #UNPARSEABLE | #BLOCKED |  | -0.023333 | #DIVIDE BY ZERO
[5 empty] | A223,PON | AT-D22 Sleeve Dipole Antenna -Model: AD-700 -Frequency Range: 600 - 800 MHz -Center Frequency (F0): 700 MHz -Impedance: 50 Ω -Maximum Continuous Power: 1W -VSWR (Typical): < 3:1 -VSWR (F0): < 2:1 -Connectors: SMA (F) -Pattern Type: Omni directional -Polarization: Linear | [19 empty] | #DIVIDE BY ZERO |  | 0 | #DIVIDE BY ZERO | #UNPARSEABLE | #BLOCKED |  | 0 | #DIVIDE BY ZERO
[5 empty] | A223,PON | Sleeve Dipole Antenna 600 - 800 MHz AD-700 | B523-M-0700 |  |  |  |  | 1 |  | 8.5 | [9 empty] | 8.5 |  | #DIVIDE BY ZERO |  | -8.5 | #DIVIDE BY ZERO | #UNPARSEABLE | #BLOCKED |  | -0.28333 | #DIVIDE BY ZERO
[5 empty] | A223,PON | AT-D22 Sleeve Dipole Antenna -Model: AD-800 -Frequency Range: 700 - 900 MHz -Center Frequency (F0): 800 MHz -Impedance: 50 Ω -Maximum Continuous Power: 1W -VSWR (Typical): < 3:1 -VSWR (F0): < 2:1 -Connectors: SMA (F) -Pattern Type: Omni directional -Polarization: Linear | [19 empty] | #DIVIDE BY ZERO |  | 0 | #DIVIDE BY ZERO | #UNPARSEABLE | #BLOCKED |  | 0 | #DIVIDE BY ZERO
[5 empty] | A223,PON | Sleeve Dipole Antenna 700 - 900 MHz AD-800 | B523-M-0800 |  |  |  |  | 1 |  | 8.5 | [9 empty] | 8.5 |  | #DIVIDE BY ZERO |  | -8.5 | #DIVIDE BY ZERO | #UNPARSEABLE | #BLOCKED |  | -0.28333 | #DIVIDE BY ZERO
[5 empty] | A223,PON | AT-D22 Sleeve Dipole Antenna -Model: AD-880 -Frequency Range: 780 - 980 MHz -Center Frequency (F0): 880 MHz -Impedance: 50 Ω -Maximum Continuous Power: 1W -VSWR (Typical): < 3:1 -VSWR (F0): < 2:1 -Connectors: SMA (F) -Pattern Type: Omni directional -Polarization: Linear | [19 empty] | #DIVIDE BY ZERO |  | 0 | #DIVIDE BY ZERO | #UNPARSEABLE | #BLOCKED |  | 0 | #DIVIDE BY ZERO
[5 empty] | A223,PON | Sleeve Dipole Antenna 780 - 980 MHz AD-880 | B523-M-0880 |  |  |  |  | 1 |  | 8.5 | [9 empty] | 8.5 |  | #DIVIDE BY ZERO |  | -8.5 | #DIVIDE BY ZERO | #UNPARSEABLE | #BLOCKED |  | -0.28333 | #DIVIDE BY ZERO
[5 empty] | A223,PON | AT-D22 Sleeve Dipole Antenna -Model: AD-1550 -Frequency Range: 1400 - 1700 MHz -Center Frequency (F0): 1550 MHz -Impedance: 50 Ω -Maximum Continuous Power: 1W -VSWR (Typical): < 3:1 -VSWR (F0): < 2:1 -Connectors: SMA (F) -Pattern Type: Omni directional -Polarization: Linear | [19 empty] | #DIVIDE BY ZERO |  | 0 | #DIVIDE BY ZERO | #UNPARSEABLE | #BLOCKED |  | 0 | #DIVIDE BY ZERO
[5 empty] | A223,PON | Sleeve Dipole Antenna 1400 - 1700 MHz AD-1550 | B523-M-1550 |  |  |  |  | 1 |  | 9 | [9 empty] | 9 |  | #DIVIDE BY ZERO |  | -9 | #DIVIDE BY ZERO | #UNPARSEABLE | #BLOCKED |  | -0.3 | #DIVIDE BY ZERO
[5 empty] | A223,PON | AT-D22 Sleeve Dipole Antenna -Model: AD-1880 -Frequency Range: 1730 - 2030 MHz -Center Frequency (F0): 1880 MHz -Impedance: 50 Ω -Maximum Continuous Power: 1W -VSWR (Typical): < 3:1 -VSWR (F0): < 2:1 -Connectors: SMA (F) -Pattern Type: Omni directional -Polarization: Linear | [19 empty] | #DIVIDE BY ZERO |  | 0 | #DIVIDE BY ZERO | #UNPARSEABLE | #BLOCKED |  | 0 | #DIVIDE BY ZERO
[5 empty] | A223,PON | Sleeve Dipole Antenna 1730 - 2030 MHz AD-1880 | B523-M-1880 |  |  |  |  | 1 |  | 9 | [9 empty] | 9 |  | #DIVIDE BY ZERO |  | -9 | #DIVIDE BY ZERO | #UNPARSEABLE | #BLOCKED |  | -0.3 | #DIVIDE BY ZERO
[5 empty] | A223,PON | AT-D22 Sleeve Dipole Antenna -Model: AD-2145 -Frequency Range: 1995 - 2295 MHz -Center Frequency (F0): 2145 MHz -Impedance: 50 Ω -Maximum Continuous Power: 1W -VSWR (Typical): < 3:1 -VSWR (F0): < 2:1 -Connectors: SMA (F) -Pattern Type: Omni directional -Polarization: Linear | [19 empty] | #DIVIDE BY ZERO |  | 0 | #DIVIDE BY ZERO | #UNPARSEABLE | #BLOCKED |  | 0 | #DIVIDE BY ZERO
[5 empty] | A223,PON | Sleeve Dipole Antenna 1995 - 2295 MHz AD-2145 | B523-M-2145 |  |  |  |  | 1 |  | 9 | [9 empty] | 9 |  | #DIVIDE BY ZERO |  | -9 | #DIVIDE BY ZERO | #UNPARSEABLE | #BLOCKED |  | -0.3 | #DIVIDE BY ZERO
[5 empty] | A223,PON | AT-D22 Sleeve Dipole Antenna -Model: AD-2450 -Frequency Range: 2300 - 2600 MHz -Center Frequency (F0): 2450 MHz -Impedance: 50 Ω -Maximum Continuous Power: 1W -VSWR (Typical): < 3:1 -VSWR (F0): < 2:1 -Connectors: SMA (F) -Pattern Type: Omni directional -Polarization: Linear | [19 empty] | #DIVIDE BY ZERO |  | 0 | #DIVIDE BY ZERO | #UNPARSEABLE | #BLOCKED |  | 0 | #DIVIDE BY ZERO
[5 empty] | A223,PON | Sleeve Dipole Antenna 2300 - 2600 MHz AD-2450 | B523-M-2450 |  |  |  |  | 1 |  | 9 | [9 empty] | 9 |  | #DIVIDE BY ZERO |  | -9 | #DIVIDE BY ZERO | #UNPARSEABLE | #BLOCKED |  | -0.3 | #DIVIDE BY ZERO
[5 empty] | A223,PON | AT-D22 Sleeve Dipole Antenna -Model: AD-2600 -Frequency Range: 2450 - 2750 MHz -Center Frequency (F0): 2600 MHz -Impedance: 50 Ω -Maximum Continuous Power: 1W -VSWR (Typical): < 3:1 -VSWR (F0): < 2:1 -Connectors: SMA (F) -Pattern Type: Omni directional -Polarization: Linear | [19 empty] | #DIVIDE BY ZERO |  | 0 | #DIVIDE BY ZERO | #UNPARSEABLE | #BLOCKED |  | 0 | #DIVIDE BY ZERO
[5 empty] | A223,PON | Sleeve Dipole Antenna 2450 - 2750 MHz AD-2600 | B523-M-2600 |  |  |  |  | 1 |  | 9 | [9 empty] | 9 |  | #DIVIDE BY ZERO |  | -9 | #DIVIDE BY ZERO | #UNPARSEABLE | #BLOCKED |  | -0.3 | #DIVIDE BY ZERO
[5 empty] | A223,PON | AT-D22 Sleeve Dipole Antenna -Model: AD-3200 -Frequency Range: 3000 - 3400 MHz -Center Frequency (F0): 3200 MHz -Impedance: 50 Ω -Maximum Continuous Power: 1W -VSWR (Typical): < 3:1 -VSWR (F0): < 2:1 -Connectors: SMA (F) -Pattern Type: Omni directional -Polarization: Linear | [19 empty] | #DIVIDE BY ZERO |  | 0 | #DIVIDE BY ZERO | #UNPARSEABLE | #BLOCKED |  | 0 | #DIVIDE BY ZERO
[5 empty] | A223,PON | Sleeve Dipole Antenna 3000 - 3400 MHz AD-3200 | B523-M-3200 |  |  |  |  | 1 |  | 9 | [9 empty] | 9 |  | #DIVIDE BY ZERO |  | -9 | #DIVIDE BY ZERO | #UNPARSEABLE | #BLOCKED |  | -0.3 | #DIVIDE BY ZERO
[5 empty] | A223,PON | AT-D22 Sleeve Dipole Antenna -Model: AD-3600 -Frequency Range: 3500 - 3700 MHz -Center Frequency (F0): 3600 MHz -Impedance: 50 Ω -Maximum Continuous Power: 1W -VSWR (Typical): < 3:1 -VSWR (F0): < 2:1 -Connectors: SMA (F) -Pattern Type: Omni directional -Polarization: Linear | [19 empty] | #DIVIDE BY ZERO |  | 0 | #DIVIDE BY ZERO | #UNPARSEABLE | #BLOCKED |  | 0 | #DIVIDE BY ZERO
[5 empty] | A223,PON | Sleeve Dipole Antenna 3500 - 3700 MHz AD-3600 | B523-M-3600 |  |  |  |  | 1 |  | 9 | [9 empty] | 9 |  | #DIVIDE BY ZERO |  | -9 | #DIVIDE BY ZERO | #UNPARSEABLE | #BLOCKED |  | -0.3 | #DIVIDE BY ZERO
[5 empty] | A223,PON | AT-D22 Sleeve Dipole Antenna -Model: AD-5500 -Frequency Range: 5400 - 5600 MHz -Center Frequency (F0): 5500 MHz -Impedance: 50 Ω -Maximum Continuous Power: 1W -VSWR (Typical): < 3:1 -VSWR (F0): < 2:1 -Connectors: SMA (F) -Pattern Type: Omni directional -Polarization: Linear | [19 empty] | #DIVIDE BY ZERO |  | 0 | #DIVIDE BY ZERO | #UNPARSEABLE | #BLOCKED |  | 0 | #DIVIDE BY ZERO
[5 empty] | A223,PON | Sleeve Dipole Antenna 5400 - 5600 MHz AD-5500 | B523-M-5500 |  |  |  |  | 1 |  | 8.5 | [9 empty] | 8.5 |  | #DIVIDE BY ZERO |  | -8.5 | #DIVIDE BY ZERO | #UNPARSEABLE | #BLOCKED |  | -0.28333 | #DIVIDE BY ZERO
[5 empty] | A223,PON | AT-D22 Sleeve Dipole Antenna -Model: AD-7125 -Frequency Range: 7025 - 7225 MHz -Center Frequency (F0): 7125 MHz -Impedance: 50 Ω -Maximum Continuous Power: 1W -VSWR (Typical): < 3:1 -VSWR (F0): < 2:1 -Connectors: SMA (F) -Pattern Type: Omni directional -Polarization: Linear | [19 empty] | #DIVIDE BY ZERO |  | 0 | #DIVIDE BY ZERO | #UNPARSEABLE | #BLOCKED |  | 0 | #DIVIDE BY ZERO
[5 empty] | A223,PON | Sleeve Dipole Antenna 7025 - 7225 MHz AD-7125 | B523-M-7125 |  |  |  |  | 1 |  | 16 | [9 empty] | 16 |  | #DIVIDE BY ZERO |  | -16 | #DIVIDE BY ZERO | #UNPARSEABLE | #BLOCKED |  | -0.53333 | #DIVIDE BY ZERO
3-量產 |  | Y |  |  | A223,PON | AT-H Horn Antenna | A213.H | 2 | 基本功能 |  |  | 1 | #UNPARSEABLE | #UNPARSEABLE | #BLOCKED |  |  |  | 0 | 式 |  |  |  | #BLOCKED | #BLOCKED | #BLOCKED | 1300000 | #BLOCKED | #BLOCKED | #UNPARSEABLE | #BLOCKED | 60000 | #BLOCKED | #BLOCKED
3-量產 |  | Y |  |  | A223,PON | AT-H1 Single Polarization Broadband Horn Antenna(0.3 - 40GHz) | A213.H1 |  | 基本功能 |  |  | 1 | #UNPARSEABLE | #UNPARSEABLE | #BLOCKED |  |  |  | 0 | 式 |  |  |  | #BLOCKED | #BLOCKED | #BLOCKED | 1300000 | #BLOCKED | #BLOCKED | #UNPARSEABLE | #BLOCKED | 60000 | #BLOCKED | #BLOCKED
1-評估 |  |  |  |  | A223,PON | AT-H13 Single Polarization Broadband Horn Antenna -Brand: Schwarzbeck -Model: BBHA 9120 D -Antenna frequency: 1 - 18.0 GHz -Antenna gain: 11 dBi (Typical) -Polarization: Single linear polarization -Antenna aperture size: 250mm -Connector: N-Type (F) | A213.H130 |  |  |  |  | 1 |  | 106 | [8 empty] | -Brand: Schwarzbeck -Model: BBHA 9120 D | 106 |  | #DIVIDE BY ZERO |  | -106 | #DIVIDE BY ZERO | #UNPARSEABLE | #BLOCKED |  | -3.5333 | #DIVIDE BY ZERO
[5 empty] | A223,PON | 單極化喇叭天線 1-18GHz BBHA9120D | B121-E-BBHA9120D | [6 empty] | 106 | [9 empty] | 106 |  | #DIVIDE BY ZERO |  | -106 | #DIVIDE BY ZERO | #UNPARSEABLE | #BLOCKED |  | -3.5333 | #DIVIDE BY ZERO
1-評估 |  |  |  |  | A223,PON | AT-H14 Single Polarization Broadband Horn Horn Antenna -Antenna frequency: 0.7 - 18.0 GHz -Antenna gain: 12 dBi (Typical) -Polarization: Single linear polarization -Power handling: Max. 50 Watt CW -Antenna aperture size: 250mm | A213.H140 |  |  |  |  | 1 | [10 empty] | Ainfo LB-7180 1.5Ghz之前增益急速下降 (1.5到0.7GHz增益降了6dB) |  |  | #DIVIDE BY ZERO |  | 0 | #DIVIDE BY ZERO | #UNPARSEABLE | #BLOCKED |  | 0 | #DIVIDE BY ZERO
[5 empty] | A223,PON | 單極化喇叭天線 0.7-18GHz LB-7180 | B121-A-LB-7180 | [6 empty] | 180 | [9 empty] | 180 |  | #DIVIDE BY ZERO |  | -180 | #DIVIDE BY ZERO | #UNPARSEABLE | #BLOCKED |  | -6 | #DIVIDE BY ZERO
1-評估 |  |  |  |  | A223,PON | AT-H16 Single Polarization Broadband Horn Horn Antenna -Antenna frequency: 2.0- 18.0GHz -Antenna gain: 13dBi (Typical ) -Polarization: Single linear polarization -Power handling: Max. 50 Watt CW -Antenna aperture size: 120mm -Connector: N-Type (F) | A213.H160 |  |  |  |  | 1 |  |  | 0 | [7 empty] | 飛騰 |  |  | #DIVIDE BY ZERO |  | 0 | #DIVIDE BY ZERO | #UNPARSEABLE | #BLOCKED |  | 0 | #DIVIDE BY ZERO
1-評估 |  |  |  |  | A223,PON | AT-H16 Single Polarization Broadband Horn Horn Antenna -Antenna frequency: 2.0- 18.0GHz -Antenna gain: 12dBi (Typical ) -Polarization: Single linear polarization -Power handling: Max. 50 Watt CW -Antenna aperture size: 105mm -Connector: SMA (F) | A213.H180 |  |  |  |  | 1 | [10 empty] | Ainfo LB-20180 |  |  | #DIVIDE BY ZERO |  | 0 | #DIVIDE BY ZERO | #UNPARSEABLE | #BLOCKED |  | 0 | #DIVIDE BY ZERO
[5 empty] | A223,PON | 單極化喇叭天線 2-18GHz LB-20180-NF | B121-A-LB20180 |  |  |  |  | 1 |  | 109 | 109 | [8 empty] | 109 |  | #DIVIDE BY ZERO |  | -109 | #DIVIDE BY ZERO | #UNPARSEABLE | #BLOCKED |  | -3.6333 | #DIVIDE BY ZERO
2-開發 | [5 empty] | AT-H15 Single Polarization Waveguide Horn Antenna -Antenna frequency: 18 - 40GHz -Antenna gain: 15dBi (Typical) -Polarization: Single linear polarization -Connector: 2.92mm (F) | [7 empty] | 0
2-開發 | [5 empty] | AT-H15 Single Polarization Waveguide Horn Antenna -Antenna frequency: 24 - 50GHz -Antenna gain: 10dBi (Typical) -Polarization: Single linear polarization -Connector: 2.4mm (F) | [7 empty] | 0
2-開發 | [5 empty] | AT-H15 Single Polarization Corrugated Conical Horn -Antenna frequency: 40 - 60GHz -Antenna gain: 14dBi (Typical) -3dB Beamwidth: 35° (Typical) -Polarization: Single linear polarization -Connector: WR19 waveguide | A213.H152 | [6 empty] | 0
2-開發 | [5 empty] | AT-H15 Single Polarization Corrugated Conical Horn -Antenna frequency: 50 to 75 GHz -Antenna gain: 14dBi (Typical) -3dB Beamwidth: 35° (Typical) -Polarization: Single linear polarization -Connector: WR15 waveguide | A213.H153 | [6 empty] | 0
[6 empty] | WR-15 WAVEGUIDE TO COAX ADAPTER 1d0 | B124-S-SWC-151F-E1 | [6 empty] | 0
[6 empty] | V-BAND SCALAR FEED HORN ANTENNA | B121-S-SAF-5037531340-165-S1 | [6 empty] | 0
2-開發 | [5 empty] | AT-H15 Single Polarization Corrugated Conical Horn -Antenna frequency: 60 - 90GHz -Antenna gain: 14dBi (Typical) -3dB Beamwidth: 35° (Typical) -Polarization: Single linear polarization -Connector: WR12 waveguide | A213.H154 | [6 empty] | 0
[6 empty] | WR-12 WAVEGUIDE SCALAR FEED HORN ANTENNA | B121-S-SAF-6039031340-141-S1 | [6 empty] | 0
2-開發 | [5 empty] | AT-H15 Single Polarization Corrugated Conical Horn -Antenna frequency: 75 to 110 GHz -Antenna gain: 14dBi (Typical) -3dB Beamwidth: 35° (Typical) -Polarization: Single linear polarization -Connector: WR10 waveguide | A213.H155 | [6 empty] | 0
WR-10 WAVEGUIDE TO COAX ADAPTER SWC-101M-E1-V
B121-S-SAF-5037531725-165-S1
3-量產 |  | Y |  |  | A223,PON | AT-H2 Dual Polarization Board band Horn Antenna | A213.H2 |  |  |  |  | 1 | #UNPARSEABLE | #UNPARSEABLE | #BLOCKED |  |  |  | 0 | 式 |  |  |  | #BLOCKED | #BLOCKED | #BLOCKED | 1300000 | #BLOCKED | #BLOCKED | #UNPARSEABLE | #BLOCKED | 60000 | #BLOCKED | #BLOCKED
3-量產 |  | Y |  |  | A223,PON | LF Under 4 GHz | A213.H21 |  |  |  |  | 1 | #UNPARSEABLE | #UNPARSEABLE | #BLOCKED |  |  |  | 0 | 式 |  |  |  | #BLOCKED | #BLOCKED | #BLOCKED | 1300000 | #BLOCKED | #BLOCKED | #UNPARSEABLE | #BLOCKED | 60000 | #BLOCKED | #BLOCKED
2-開發 | [5 empty] | AT-H21 Dual Polarization Corrugated Conical Horn Antenna -Antenna frequency: 1.72 - 2.6GHz -Antenna gain: 10dBi (Typical) -3dB Beamwidth: 50° (Typical) -Polarization: Dual linear polarization -Polarization isolation: > 20dB -Connector: SMA (F) | [7 empty] | 0
2-開發 | [5 empty] | AT-H21 Dual Polarization Corrugated Conical Horn Antenna -Antenna frequency: 2.2 - 3.3GHz -Antenna gain: 10dBi (Typical) -3dB Beamwidth: 50° (Typical) -Polarization: Dual linear polarization -Polarization isolation: > 20dB -Connector: SMA (F) | [7 empty] | 0
1-評估 | [5 empty] | AT-H21 Dual Polarization Corrugated Conical Horn Antenna -Antenna frequency: 2.6 - 3.95GHz -Antenna gain: 10dBi (Typical) -3dB Beamwidth: 50° (Typical) -Polarization: Dual linear polarization -Polarization isolation: > 20dB -Antenna aperture size: 270mm -Connector: SMA (F) | A213.H21A | [6 empty] | 42.5
[6 empty] | WR-284 Dual Polarized Feed Horn Antenna 2.6 - 3.95GHz | B565-H-WR284 |  |  |  |  | 1 |  | 35
[6 empty] | SMA 接頭-中心針式 RF Adaptor SMA(M) to 2.5mm Pin 7869FS502BD009B | B123-B-09 |  |  |  |  | 2 |  | 7.5
3-量產 |  | Y |  |  | A223,PON | HF Under 13 GHz | A213.H22 |  |  |  |  | 1 | #UNPARSEABLE | #UNPARSEABLE | #BLOCKED |  |  |  | 0 | 式 |  |  |  | #BLOCKED | #BLOCKED | #BLOCKED | 1300000 | #BLOCKED | #BLOCKED | #UNPARSEABLE | #BLOCKED | 60000 | #BLOCKED | #BLOCKED
2-開發 |  |  |  |  | A223,PON | AT-H22 Dual Polarization Horn Antenna -Antenna frequency: 0.43 - 6.0GHz -Antenna gain: 8dBi (Typical) -Polarization: Dual linear polarization -Polarization isolation: > 20dB -Power handling: Max. 50 Watt CW -Antenna aperture size: 510mm | A213.H221 |  |  |  |  | 1 |  | 84 | [8 empty] | 飛騰 HR-03M06G01-NF | 84 |  | #DIVIDE BY ZERO |  | -84 | #DIVIDE BY ZERO | #UNPARSEABLE | #BLOCKED |  | -2.8 | #DIVIDE BY ZERO
[5 empty] | A223,PON | Open Boundary Quad-Ridged Horn Antenna 300M6G | B121-F-HR-03M06G01-NF |  |  |  |  | 1 |  | 84 | [9 empty] | 84 |  | #DIVIDE BY ZERO |  | -84 | #DIVIDE BY ZERO | #UNPARSEABLE | #BLOCKED |  | -2.8 | #DIVIDE BY ZERO
1-評估 |  |  |  |  | A223,PON | AT-H22 Dual Polarization Horn Antenna -Antenna frequency: 0.65 - 8.5GHz -Antenna gain: 10dBi (Typical) -Polarization: Dual linear polarization -Polarization isolation: > 20dB -Power handling: Max. 50 Watt CW -Antenna aperture size: 310mm | A213.H222 |  |  |  |  | 1 |  | 84 | [8 empty] | AINFO LB-OSJ-07100 低頻很緊繃 高頻因為特性不優,故只用到8.5G | 84 |  | #DIVIDE BY ZERO |  | -84 | #DIVIDE BY ZERO | #UNPARSEABLE | #BLOCKED |  | -2.8 | #DIVIDE BY ZERO
[5 empty] | A223,PON | Open Boundary Quad-Ridged Horn Antenna 700M8G | B121-F-HR-07M08G01-SF |  |  |  |  | 1 |  | 84 | [9 empty] | 84 |  | #DIVIDE BY ZERO |  | -84 | #DIVIDE BY ZERO | #UNPARSEABLE | #BLOCKED |  | -2.8 | #DIVIDE BY ZERO
1-評估 |  | 0 |  |  | A223,PON | AT-H23 Dual Polarization Horn Antenna -Antenna frequency: 0.65 - 13.0GHz -Antenna gain: 12dBi (Typical) -Polarization: Dual linear polarization -Polarization isolation: > 20dB -Power handling: Max. 50 Watt CW -Antenna aperture size: 270mm | A213.H223 |  |  |  |  | 1 |  | 92.05 | [8 empty] | AINFO LB-OSJ-07120 低頻緊繃 高頻超頻使用 | 92.05 |  | #DIVIDE BY ZERO |  | -92.05 | #DIVIDE BY ZERO | #UNPARSEABLE | #BLOCKED |  | -3.0683 | #DIVIDE BY ZERO | 0 | 0 | 0 | #DIVIDE BY ZERO | #DIVIDE BY ZERO
[5 empty] | A223,PON | Open Boundary Quad-Ridged Horn Antenna 700M12G | B121-F-HR-07M12G01-SF |  |  |  |  | 1 |  | 92.05 | [9 empty] | 92.05 |  | #DIVIDE BY ZERO |  | -92.05 | #DIVIDE BY ZERO | #UNPARSEABLE | #BLOCKED |  | -3.0683 | #DIVIDE BY ZERO
2-開發 |  |  |  |  | A223,PON | AT-H22 Dual Polarization Horn Antenna -Antenna frequency: 0.4 - 8.5GHz -Antenna gain: TBDdBi (Typical) -Polarization: Dual linear polarization -Polarization isolation: > TBDdB -Power handling: Max. 50 Watt CW -Antenna aperture size: TBDmm | A213.H224 |  |  |  |  | 1 |  | 160 | [8 empty] | 飛騰 HR-03M06G01-NF | 160 |  | #DIVIDE BY ZERO |  | -160 | #DIVIDE BY ZERO | #UNPARSEABLE | #BLOCKED |  | -5.3333 | #DIVIDE BY ZERO
[5 empty] | A223,PON | Quad-ridged horn antenna(400M-8.5GHz)(飛騰) | [5 empty] | 1 |  | 160 | [8 empty] | 20211109 飛騰口頭報價 | 160 |  | #DIVIDE BY ZERO |  | -160 | #DIVIDE BY ZERO | #UNPARSEABLE | #BLOCKED |  | -5.3333 | #DIVIDE BY ZERO
2-開發 |  |  |  |  | A223,PON | AT-H22 Dual Polarization Horn Antenna -Antenna frequency: 0.65 - 8.5GHz -Antenna gain: TBDdBi (Typical) -Polarization: Dual linear polarization -Polarization isolation: > TBDdB -Power handling: Max. 50 Watt CW -Antenna aperture size: TBDmm | A213.H225 |  |  |  |  | 1 |  | 90 | [9 empty] | 90 |  | #DIVIDE BY ZERO |  | -90 | #DIVIDE BY ZERO | #UNPARSEABLE | #BLOCKED |  | -3 | #DIVIDE BY ZERO
[5 empty] | A223,PON | Quad-ridged horn antenna(650M-8.5GHz)(飛騰) | [5 empty] | 1 |  | 90 | [8 empty] | 20211109 飛騰口頭報價 | 90 |  | #DIVIDE BY ZERO |  | -90 | #DIVIDE BY ZERO | #UNPARSEABLE | #BLOCKED |  | -3 | #DIVIDE BY ZERO
2-開發 |  |  |  |  | A223,PON | AT-H22 Dual Polarization Horn Antenna -Antenna frequency: 0.65 - 13GHz -Antenna gain: TBDdBi (Typical) -Polarization: Dual linear polarization -Polarization isolation: > TBDdB -Power handling: Max. 50 Watt CW -Antenna aperture size: TBDmm | A213.H226 |  |  |  |  | 1 |  | 120 | [9 empty] | 120 |  | #DIVIDE BY ZERO |  | -120 | #DIVIDE BY ZERO | #UNPARSEABLE | #BLOCKED |  | -4 | #DIVIDE BY ZERO
[5 empty] | A223,PON | Quad-ridged horn antenna(650M-13GHz)(飛騰) | [5 empty] | 1 |  | 120 | [8 empty] | 20211109 飛騰口頭報價 | 120 |  | #DIVIDE BY ZERO |  | -120 | #DIVIDE BY ZERO | #UNPARSEABLE | #BLOCKED |  | -4 | #DIVIDE BY ZERO
2-開發 |  |  |  |  | A223,PON | AT-H22 Dual Polarization Horn Antenna -Antenna frequency: 0.4 - 13GHz -Antenna gain: TBDdBi (Typical) -Polarization: Dual linear polarization -Polarization isolation: > TBDdB -Power handling: Max. 50 Watt CW -Antenna aperture size: TBDmm | A213.H226 |  |  |  |  | 1 |  | 200 | [9 empty] | 200 |  | #DIVIDE BY ZERO |  | -200 | #DIVIDE BY ZERO | #UNPARSEABLE | #BLOCKED |  | -6.6667 | #DIVIDE BY ZERO
[5 empty] | A223,PON | Quad-ridged horn antenna(400M-13GHz)(飛騰) | [5 empty] | 1 |  | 200 | [8 empty] | 20211109 飛騰口頭報價 | 200 |  | #DIVIDE BY ZERO |  | -200 | #DIVIDE BY ZERO | #UNPARSEABLE | #BLOCKED |  | -6.6667 | #DIVIDE BY ZERO
2-開發 | [5 empty] | AT-H22 Dual Polarization Corrugated Conical Horn -Antenna frequency: 3.3 - 4.9GHz -Antenna gain: 10dBi (Typical) -3dB Beamwidth: 50° (Typical) -Polarization: Dual linear polarization -Polarization isolation: > 20dB -Connector: SMA (F) | A213.H21A | [6 empty] | 0
1-評估 | [5 empty] | AT-H22 Dual Polarization Corrugated Conical Horn Antenna -Antenna frequency: 3.95 - 5.85GHz -Antenna gain: 10dBi (Typical) -3dB Beamwidth: 50° (Typical) -Polarization: Dual linear polarization -Polarization isolation: > 20dB -Antenna aperture size: 180mm -Connector: SMA (F) | A213.H21B | [6 empty] | 37.5
[6 empty] | WR-187 Dual Polarized Feed Horn Antenna 3.95 - 5.85GHz | B565-H-WR187 |  |  |  |  | 1 |  | 30
[6 empty] | SMA 接頭-中心針式 RF Adaptor SMA(M) to 2.5mm Pin 7869FS502BD009B | B123-B-09 |  |  |  |  | 2 |  | 7.5
2-開發 | [5 empty] | AT-H22 Dual Polarization Corrugated Conical Horn -Antenna frequency: 4.90 to 7.05 GHz -Antenna gain: 10dBi (Typical) -3dB Beamwidth: 50° (Typical) -Polarization: Dual linear polarization -Polarization isolation: > 20dB -Connector: SMA (F) | A213.H21C | [6 empty] | 0
2-開發 | [5 empty] | AT-H22 Dual Polarization Corrugated Conical Horn -Antenna frequency: 5.85 to 8.20 GHz -Antenna gain: 10dBi (Typical) -3dB Beamwidth: 50° (Typical) -Polarization: Dual linear polarization -Polarization isolation: > 20dB -Connector: SMA (F) | A213.H21D | [6 empty] | 0
2-開發 | [5 empty] | AT-H22 Dual Polarization Corrugated Conical Horn -Antenna frequency: 7.05 to 10 GHz -Antenna gain: 10dBi (Typical) -3dB Beamwidth: 50° (Typical) -Polarization: Dual linear polarization -Polarization isolation: > 20dB -Connector: SMA (F) | A213.H21E | [6 empty] | 0
2-開發 | [5 empty] | AT-H22 Dual Polarization Corrugated Conical Horn -Antenna frequency: 8.20 to 12.40 GHz -Antenna gain: 10dBi (Typical) -3dB Beamwidth: 50° (Typical) -Polarization: Dual linear polarization -Polarization isolation: > 20dB -Connector: SMA (F) | A213.H21F | [6 empty] | 0
3-量產 |  | Y |  |  | A223,PON | HF Under 18 GHz | A213.H23 |  |  |  |  | 1 | #UNPARSEABLE | #UNPARSEABLE | #BLOCKED |  |  |  | 0 | 式 |  |  |  | #BLOCKED | #BLOCKED | #BLOCKED | 1300000 | #BLOCKED | #BLOCKED | #UNPARSEABLE | #BLOCKED | 60000 | #BLOCKED | #BLOCKED
1-評估 |  |  |  |  | A223,PON | AT-H23 Dual Polarization Horn Antenna -Antenna frequency: 1 - 18.0GHz -Antenna gain: 10dBi (Typical) -Polarization: Dual linear polarization -Polarization isolation: > 20dB -Power handling: Max. 50 Watt CW -Antenna aperture size: 190mm | A213.H232 |  |  |  |  | 1 |  | 80 | [8 empty] | AINFO LB-OSJ-10180 2GHz之前的增益起伏有2dB,之後則非常平穩 | 80 |  | #DIVIDE BY ZERO |  | -80 | #DIVIDE BY ZERO | #UNPARSEABLE | #BLOCKED |  | -2.6667 | #DIVIDE BY ZERO
[5 empty] | A223,PON | Open Boundary Quad-Ridged Horn Antenna 1 - 18.0GHz LB-OSJ-10180 | B121-A-LBOSJ10180 |  |  |  |  | 1 |  | 80 | [9 empty] | 80 |  | #DIVIDE BY ZERO |  | -80 | #DIVIDE BY ZERO | #UNPARSEABLE | #BLOCKED |  | -2.6667 | #DIVIDE BY ZERO
1-評估 |  |  |  |  | A223,PON | AT-H23 Dual Polarization Horn Antenna -Antenna frequency: 2.0 - 18.0 GHz -Antenna gain: 13 dBi (Typical) -Polarization: Dual linear polarization -Polarization isolation: > 20 dB -Power handling: Max. 50 Watt CW -Antenna aperture size: 140mm | A213.H233 |  |  |  |  | 1 |  | 65 | [8 empty] | AINFO LB-OSJ-20180 15GHz之後HV差異略大,最多3dBi | 65 |  | #DIVIDE BY ZERO |  | -65 | #DIVIDE BY ZERO | #UNPARSEABLE | #BLOCKED |  | -2.1667 | #DIVIDE BY ZERO
[5 empty] | A223,PON | Open Boundary Quad-Ridged Horn Antenna 2.0 - 18.0 GHz LB-OSJ-20180 | B121-A-LBOSJ20180 |  |  |  |  | 1 |  | 65 | [9 empty] | 65 |  | #DIVIDE BY ZERO |  | -65 | #DIVIDE BY ZERO | #UNPARSEABLE | #BLOCKED |  | -2.1667 | #DIVIDE BY ZERO
1-評估 |  |  |  |  | A223,PON | AT-H23 Dual Polarization Horn Antenna -Antenna frequency: 2.0 - 18.0 GHz -Antenna gain: 13 dBi (Typical) -Polarization: Dual linear polarization -Polarization isolation: > 20 dB -Power handling: Max. 50 Watt CW -Antenna aperture size: 160mm | A213.H234 |  |  |  |  | 1 |  | 57 | [8 empty] | 飛騰 HR-0218G-SF 規格尚未知 | 57 |  | #DIVIDE BY ZERO |  | -57 | #DIVIDE BY ZERO | #UNPARSEABLE | #BLOCKED |  | -1.9 | #DIVIDE BY ZERO
[5 empty] | A223,PON | Open Boundary Quad-Ridged Horn Antenna 2.0 - 18.0 GHz HR0218G-SF | B121-F-HR0218G-SF |  |  |  |  | 1 |  | 57 | [8 empty] | 飛騰 HR-0218G-SF | 57 |  | #DIVIDE BY ZERO |  | -57 | #DIVIDE BY ZERO | #UNPARSEABLE | #BLOCKED |  | -1.9 | #DIVIDE BY ZERO
2-開發 | [5 empty] | AT-H23 Dual Polarization Corrugated Conical Horn -Antenna frequency: 10.00 to 15 GHz -Antenna gain: 10dBi (Typical) -3dB Beamwidth: 50° (Typical) -Polarization: Dual linear polarization -Polarization isolation: > 20dB -Connector: SMA (F) | A213.H235 | [6 empty] | 0
2-開發 | [5 empty] | AT-H23 Dual Polarization Corrugated Conical Horn -Antenna frequency: 12.40 to 18 GHz -Antenna gain: 10dBi (Typical) -3dB Beamwidth: 50° (Typical) -Polarization: Dual linear polarization -Polarization isolation: > 20dB -Connector: SMA (F) | A213.H236 | [6 empty] | 0
3-量產 |  | Y |  |  | A223,PON | HF Under 50 GHz | A213.H24 |  |  |  |  | 1 | #UNPARSEABLE | #UNPARSEABLE | #BLOCKED |  |  |  | 0 | 式 |  |  |  | #BLOCKED | #BLOCKED | #BLOCKED | 1300000 | #BLOCKED | #BLOCKED | #UNPARSEABLE | #BLOCKED | 60000 | #BLOCKED | #BLOCKED
2-開發 | [5 empty] | AT-H24 Dual Polarization Corrugated Conical Horn -Antenna frequency: 15 to 22 GHz -Antenna gain: 10dBi (Typical) -3dB Beamwidth: 50° (Typical) -Polarization: Dual linear polarization -Polarization isolation: > 20dB -Connector: SMA (F) | A213.H241 | [6 empty] | 0
2-開發 | [5 empty] | AT-H24 Dual Polarization Corrugated Conical Horn -Antenna frequency: 18 to 26.5 GHz -Antenna gain: 10dBi (Typical) -3dB Beamwidth: 50° (Typical) -Polarization: Dual linear polarization -Polarization isolation: > 20dB -Connector: SMA (F) | A213.H243 | [6 empty] | 0
2-開發 | [5 empty] | AT-H24 Dual Polarization Corrugated Conical Horn -Antenna frequency: 22 to 33 GHz -Antenna gain: 10dBi (Typical) -3dB Beamwidth: 50° (Typical) -Polarization: Dual linear polarization -Polarization isolation: > 20dB -Connector: SMA (F) | [7 empty] | 0
[7 empty] | B523-J-WR34 | [6 empty] | 0
1-評估 | [5 empty] | AT-H24 Dual Polarization Corrugated Conical Horn -Antenna frequency: 24 - 42GHz -Antenna gain: 14dBi (Typical) -3dB Beamwidth: 35° (Typical) -Polarization: Dual linear polarization -Polarization isolation: > 20dB -Antenna aperture size: 35mm -Connector: WR28 waveguide | A213.H244 | [6 empty] | 56.8
[6 empty] | WR-28 Dual Polarized Feed Horn Antenna 24 - 42GHz | B523-J-WR28-FH |  |  |  |  | 1 |  | 56.8
1-評估 | [5 empty] | AT-H24 Dual Polarization Corrugated Conical Horn -Antenna frequency: 33 - 50GHz -Antenna gain: 14dBi (Typical) -3dB Beamwidth: 35° (Typical) -Polarization: Dual linear polarization -Polarization isolation: > 20dB -Antenna aperture size: 29mm -Connector: WR22 waveguide | A213.H245 | [6 empty] | 121.5
[6 empty] | WR-22 Dual Polarized Feed Horn Antenna 33 - 50GHz SAF-3335031340-250-S1-224-DP | B121-S-SAF3335031340250S1224DP |  |  |  |  | 1 |  | 121.5
3-量產 |  | Y |  |  | A223,PON | HF Under 110 GHz | A213.H25 |  |  |  |  | 1 | [6 empty] | 0 | 式 | [5 empty] | #DIVIDE BY ZERO | 1300000 | 1300000 | 100% | #UNPARSEABLE | #BLOCKED | 60000 | 60000 | 100%
2-開發 | [5 empty] | AT-H25 Dual Polarization Corrugated Conical Horn -Antenna frequency: 33 - 50GHz -Antenna gain: 14dBi (Typical) -3dB Beamwidth: 35° (Typical) -Polarization: Dual linear polarization -Polarization isolation: > 20dB -Connector: WR22 waveguide | A213.H251 | [6 empty] | 0
1-評估 | [5 empty] | AT-H25 Dual Polarization Corrugated Conical Horn -Antenna frequency: 40 - 60GHz -Antenna gain: 14dBi (Typical) -3dB Beamwidth: 35° (Typical) -Polarization: Dual linear polarization -Polarization isolation: > 20dB -Connector: WR19 waveguide | A213.H252 | [6 empty] | 190.5
[6 empty] | WR-19 Dual Polarized Feed Horn Antenna 40 - 60GHz SAF-4036031340-219-S1-188-DP | B121-S-SAF4036031340219S1188DP |  |  |  |  | 1 |  | 190.5
2-開發 | [5 empty] | AT-H25 Dual Polarization Corrugated Conical Horn -Antenna frequency: 50 to 75 GHz -Antenna gain: 14dBi (Typical) -3dB Beamwidth: 35° (Typical) -Polarization: Dual linear polarization -Polarization isolation: > 20dB -Connector: WR15 waveguide | A213.H253 | [6 empty] | 0
1-評估 | [5 empty] | AT-H25 Dual Polarization Corrugated Conical Horn -Antenna frequency: 60 - 90GHz -Antenna gain: 14dBi (Typical) -3dB Beamwidth: 35° (Typical) -Polarization: Dual linear polarization -Polarization isolation: > 20dB -Connector: WR12 waveguide | A213.H254 | [6 empty] | 228
[6 empty] | WR-12 Dual Polarized Feed Horn Antenna 60 - 90GHz SAF-6039031340-141-S1-122-DP | B121-S-SAF6039031340141S1122DP |  |  |  |  | 1 |  | 228
2-開發 | [5 empty] | AT-H25 Dual Polarization Corrugated Conical Horn -Antenna frequency: 75 to 110 GHz -Antenna gain: 14dBi (Typical) -3dB Beamwidth: 35° (Typical) -Polarization: Dual linear polarization -Polarization isolation: > 20dB -Connector: WR10 waveguide | A213.H255 | [6 empty] | 0
3-量產 |  | Y |  |  | A223,PON | AT-H3 Standard Gain Horn | A213.H3 |  |  |  |  | 1 | #UNPARSEABLE | #UNPARSEABLE | #BLOCKED |  |  |  | 0 | 式 |  |  |  | #BLOCKED | #BLOCKED | #BLOCKED | 1300000 | #BLOCKED | #BLOCKED | #UNPARSEABLE | #BLOCKED | 60000 | #BLOCKED | #BLOCKED
3-量產 |  | Y |  |  | A223,PON | LF Under 4 GHz | A213.H31 |  |  |  |  | 1 | #UNPARSEABLE | #UNPARSEABLE | #BLOCKED |  |  |  | 0 | 式 |  |  |  | #BLOCKED | #BLOCKED | #BLOCKED | 1300000 | #BLOCKED | #BLOCKED | #UNPARSEABLE | #BLOCKED | 60000 | #BLOCKED | #BLOCKED
2-開發 |  |  |  |  | A223,PON | AT-H31 Standard Gain Horn Antenna WR-430 -Antenna frequency: 1.7 - 2.6 GHz -Antenna gain: 10 dBi (Typical) -Polarization: Single linear polarization -Power handling: Max. 50 Watt CW -Antenna aperture size: 210mm -Connector: N-Type(F) -Calibration: Factory report | A213.H311 |  |  |  |  | 1 |  | 0 | [9 empty] | 0 |  | #DIVIDE BY ZERO |  | 0 | #DIVIDE BY ZERO | #UNPARSEABLE | #BLOCKED |  | 0 | #DIVIDE BY ZERO
1-評估 |  |  |  |  | A223,PON | AT-H32 Standard Gain Horn Antenna WR-284 -Antenna frequency: 2.6 - 3.95 GHz -Antenna gain: 10 dBi (Typical) -Polarization: Single linear polarization -Power handling: Max. 50 Watt CW -Antenna aperture size: 150mm -Connector: N-Type(F) -Calibration: Factory report | A213.H321 |  |  |  |  | 1 |  | 38 | [9 empty] | 38 |  | #DIVIDE BY ZERO |  | -38 | #DIVIDE BY ZERO | #UNPARSEABLE | #BLOCKED |  | -1.2667 | #DIVIDE BY ZERO
[5 empty] | A223,PON | Standard Gain Horn Antenna, 2.6 - 3.95 GHz 10 dBi Gain N-Type(F) LB-284-10-CNF | B121-A-LB28410CNF | [6 empty] | 38 | [8 empty] | Ainfo標準增益天線LB-62-10-C-3.5F + LB-62-10-C-MBL | 38 |  | #DIVIDE BY ZERO |  | -38 | #DIVIDE BY ZERO | #UNPARSEABLE | #BLOCKED |  | -1.2667 | #DIVIDE BY ZERO
3-量產 |  | Y |  |  | A223,PON | HF Under 18 GHz | A213.H32 |  |  |  |  | 1 | #UNPARSEABLE | #UNPARSEABLE | #BLOCKED |  |  |  | 0 | 式 |  |  |  | #BLOCKED | #BLOCKED | #BLOCKED | 1300000 | #BLOCKED | #BLOCKED | #UNPARSEABLE | #BLOCKED | 60000 | #BLOCKED | #BLOCKED
1-評估 |  |  |  |  | A223,PON | AT-H32 Standard Gain Horn Antenna WR-187 -Antenna frequency: 3.95 - 5.85 GHz -Antenna gain: 10 dBi (Typical) -Polarization: Single linear polarization -Power handling: Max. 50 Watt CW -Antenna aperture size: 100mm -Connector: SMA(F) -Calibration: Factory report | A213.H323 |  |  |  |  | 1 |  | 20 | [9 empty] | 20 |  | #DIVIDE BY ZERO |  | -20 | #DIVIDE BY ZERO | #UNPARSEABLE | #BLOCKED |  | -0.66667 | #DIVIDE BY ZERO
[5 empty] | A223,PON | Standard Gain Horn Antenna, 3.95 - 5.85 GHz 10 dBi Gain SMA(F) LB-187-10-CSF | B121-A-LB18710CSF | [6 empty] | 20 | [8 empty] | Ainfo標準增益天線LB-62-10-C-3.5F + LB-62-10-C-MBL | 20 |  | #DIVIDE BY ZERO |  | -20 | #DIVIDE BY ZERO | #UNPARSEABLE | #BLOCKED |  | -0.66667 | #DIVIDE BY ZERO
1-評估 |  |  |  |  | A223,PON | AT-H32 Standard Gain Horn Antenna WR-137 -Antenna frequency: 5.85 - 8.2 GHz -Antenna gain: 15 dBi (Typical) -Polarization: Single linear polarization -Power handling: Max. 50 Watt CW -Antenna aperture size: 150mm -Connector: SMA(F) -Calibration: Factory report | A213.H325 |  |  |  |  | 1 |  | 20 | [9 empty] | 20 |  | #DIVIDE BY ZERO |  | -20 | #DIVIDE BY ZERO | #UNPARSEABLE | #BLOCKED |  | -0.66667 | #DIVIDE BY ZERO
[5 empty] | A223,PON | Standard Gain Horn Antenna, 5.85 - 8.2 GHz 15 dBi Gain SMA(F) LB-137-15-CSF | B121-A-LB13715CSF | [6 empty] | 20 | [8 empty] | Ainfo標準增益天線LB-62-10-C-3.5F + LB-62-10-C-MBL | 20 |  | #DIVIDE BY ZERO |  | -20 | #DIVIDE BY ZERO | #UNPARSEABLE | #BLOCKED |  | -0.66667 | #DIVIDE BY ZERO
1-評估 |  |  |  |  | A223,PON | AT-H32 Standard Gain Horn Antenna WR-90 -Antenna frequency: 8.2 - 12.4 GHz -Antenna gain: 15 dBi (Typical) -Polarization: Single linear polarization -Power handling: Max. 50 Watt CW -Antenna aperture size: 90mm -Connector: SMA(F) -Calibration: Factory report | A213.H327 |  |  |  |  | 1 |  | 20 | [9 empty] | 20 |  | #DIVIDE BY ZERO |  | -20 | #DIVIDE BY ZERO | #UNPARSEABLE | #BLOCKED |  | -0.66667 | #DIVIDE BY ZERO
[5 empty] | A223,PON | Standard Gain Horn Antenna, 8.2 - 12.4 GHz 15 dBi Gain SMA(F) LB-90-15-CSF | B121-A-LB9015CSF | [6 empty] | 20 | [8 empty] | Ainfo標準增益天線LB-62-10-C-3.5F + LB-62-10-C-MBL | 20 |  | #DIVIDE BY ZERO |  | -20 | #DIVIDE BY ZERO | #UNPARSEABLE | #BLOCKED |  | -0.66667 | #DIVIDE BY ZERO
1-評估 |  |  |  |  | A223,PON | AT-H32 Standard Gain Horn Antenna WR-62 -Antenna frequency: 12.4 - 18 GHz -Antenna gain: 20 dBi (Typical) -Polarization: Single linear polarization -Power handling: Max. 50 Watt CW -Antenna aperture size: 100mm -Connector: SMA(F) -Calibration: Factory report | A213.H329 |  |  |  |  | 1 |  | 19.4 | [9 empty] | 19.4 |  | #DIVIDE BY ZERO |  | -19.4 | #DIVIDE BY ZERO | #UNPARSEABLE | #BLOCKED |  | -0.64667 | #DIVIDE BY ZERO
[5 empty] | A223,PON | Standard Gain Horn Antenna, 12.4 - 18 GHz 20 dBi Gain SMA(F) LB-62-20-CSF | B121-A-LB6220CSF | [6 empty] | 16.9 | [8 empty] | Ainfo標準增益天線LB-62-10-C-3.5F + LB-62-10-C-MBL | 16.9 |  | #DIVIDE BY ZERO |  | -16.9 | #DIVIDE BY ZERO | #UNPARSEABLE | #BLOCKED |  | -0.56333 | #DIVIDE BY ZERO
[5 empty] | A223,PON | 標準增益天線的支架LB-62-10-C-MBL | B121-A-LB6210CMBL |  |  |  |  | 1 |  | 2.5 | [9 empty] | 2.5 |  | #DIVIDE BY ZERO |  | -2.5 | #DIVIDE BY ZERO | #UNPARSEABLE | #BLOCKED |  | -0.083333 | #DIVIDE BY ZERO
3-量產 |  | Y |  |  | A223,PON | HF Under 50 GHz | A213.H33 |  |  |  |  | 1 | #UNPARSEABLE | #UNPARSEABLE | #BLOCKED |  |  |  | 0 | 式 |  |  |  | #BLOCKED | #BLOCKED | #BLOCKED | 1300000 | #BLOCKED | #BLOCKED | #UNPARSEABLE | #BLOCKED | 60000 | #BLOCKED | #BLOCKED
1-評估 |  |  |  |  | A223,PON | AT-H33 Standard Gain Horn Antenna WR-42 -Antenna frequency: 18 - 26.5 GHz -Antenna gain: 20 dBi (Typical) -Polarization: Single linear polarization -Power handling: Max. 50 Watt CW -Antenna aperture size: 65mm -Connector: 3.5mm(F) -Calibration: Factory report | A213.H331 |  |  |  |  | 1 |  | 19.7 | [9 empty] | 19.7 |  | #DIVIDE BY ZERO |  | -19.7 | #DIVIDE BY ZERO | #UNPARSEABLE | #BLOCKED |  | -0.65667 | #DIVIDE BY ZERO
[5 empty] | A223,PON | Standard Gain Horn Antenna, 18 - 26.5 GHz 20 dBi Gain 3.5mm(F) LB-34-20-C35F | B121-A-LB4220C35F | [6 empty] | 19.7 | [9 empty] | 19.7 |  | #DIVIDE BY ZERO |  | -19.7 | #DIVIDE BY ZERO | #UNPARSEABLE | #BLOCKED |  | -0.65667 | #DIVIDE BY ZERO
1-評估 |  |  |  |  | A223,PON | AT-H33 Standard Gain Horn Antenna WR-34 -Antenna frequency: 22 - 33 GHz -Antenna gain: 20 dBi (Typical) -Polarization: Single linear polarization -Power handling: Max. 50 Watt CW -Antenna aperture size: 55mm -Connector: 2.92mm(F) -Calibration: Factory report | A213.H333 |  |  |  |  | 1 |  | 19.7 | [9 empty] | 19.7 |  | #DIVIDE BY ZERO |  | -19.7 | #DIVIDE BY ZERO | #UNPARSEABLE | #BLOCKED |  | -0.65667 | #DIVIDE BY ZERO
[5 empty] | A223,PON | Standard Gain Horn Antenna, 22 - 33 GHz 20 dBi Gain 2.92mm(F) LB-34-20-CKF | B121-A-LB3420CKF | [6 empty] | 19.7 | [9 empty] | 19.7 |  | #DIVIDE BY ZERO |  | -19.7 | #DIVIDE BY ZERO | #UNPARSEABLE | #BLOCKED |  | -0.65667 | #DIVIDE BY ZERO
1-評估 |  |  |  |  | A223,PON | AT-H33 Standard Gain Horn Antenna WR-28 -Antenna frequency: 26.5 - 40 GHz -Antenna gain: 20 dBi (Typical) -Polarization: Single linear polarization -Power handling: Max. 50 Watt CW -Antenna aperture size: 41mm -Connector: 2.92mm(F) -Calibration: Factory report | A213.H335 |  |  |  |  | 1 |  | 23.5 | [9 empty] | 23.5 |  | #DIVIDE BY ZERO |  | -23.5 | #DIVIDE BY ZERO | #UNPARSEABLE | #BLOCKED |  | -0.78333 | #DIVIDE BY ZERO
[5 empty] | A223,PON | Standard Gain Horn Antenna, 26.5 - 40 GHz 20 dBi Gain 2.92mm(F) LB-28-20-CKF | B121-A-LB2820CKF |  |  |  |  | 1 |  | 21 | [9 empty] | 21 |  | #DIVIDE BY ZERO |  | -21 | #DIVIDE BY ZERO | #UNPARSEABLE | #BLOCKED |  | -0.7 | #DIVIDE BY ZERO
[5 empty] | A223,PON | 標準增益天線的支架LB-28-10-C-MBL | B121-A-LB6210CMBL |  |  |  |  | 1 |  | 2.5 | [9 empty] | 2.5 |  | #DIVIDE BY ZERO |  | -2.5 | #DIVIDE BY ZERO | #UNPARSEABLE | #BLOCKED |  | -0.083333 | #DIVIDE BY ZERO
1-評估 |  |  |  |  | A223,PON | AT-H33 Standard Gain Horn Antenna WR-22 -Antenna frequency: 33 - 50 GHz -Antenna gain: 20 dBi (Typical) -Polarization: Single linear polarization -Power handling: Max. 50 Watt CW -Antenna aperture size: 36mm -Connector: 2.4mm(F) -Calibration: Factory report | A213.H337 |  |  |  |  | 1 |  | 28.2 | [9 empty] | 28.2 |  | #DIVIDE BY ZERO |  | -28.2 | #DIVIDE BY ZERO | #UNPARSEABLE | #BLOCKED |  | -0.94 | #DIVIDE BY ZERO
[5 empty] | A223,PON | Standard Gain Horn Antenna, 33 - 50 GHz 20 dBi Gain 2.4mm(F) LB-22-15-C2.4F | B121-A-LB2215C2.4F | [6 empty] | 28.2 | [9 empty] | 28.2 |  | #DIVIDE BY ZERO |  | -28.2 | #DIVIDE BY ZERO | #UNPARSEABLE | #BLOCKED |  | -0.94 | #DIVIDE BY ZERO
3-量產 |  | Y |  |  | A223,PON | HF Under 110 GHz | A213.H34 |  |  |  |  | 1 | #UNPARSEABLE | #UNPARSEABLE | #BLOCKED |  |  |  | 0 | 式 |  |  |  | #BLOCKED | #BLOCKED | #BLOCKED | 1300000 | #BLOCKED | #BLOCKED | #UNPARSEABLE | #BLOCKED | 60000 | #BLOCKED | #BLOCKED
2-開發 |  |  |  |  | A223,PON | AT-H34 Standard Gain Horn Antenna WR-19 -Antenna frequency:40 - 60 GHz -Antenna gain: 20 dBi (Typical) -Polarization: Single linear polarization -Power handling: Max. 50 Watt CW -Antenna aperture size: 30mm -Connector:WR-19 -Calibration: Factory report | A213.H341 |  |  |  |  | 1 |  | 0 | [9 empty] | 0 |  | #DIVIDE BY ZERO |  | 0 | #DIVIDE BY ZERO | #UNPARSEABLE | #BLOCKED |  | 0 | #DIVIDE BY ZERO
2-開發 |  |  |  |  | A223,PON | AT-H34 Standard Gain Horn Antenna WR-15 -Antenna frequency:50 - 75 GHz -Antenna gain: 25 dBi (Typical) -Polarization: Single linear polarization -Power handling: Max. 50 Watt CW -Antenna aperture size: 37mm -Connector: WR-15 -Calibration: Factory report | A213.H342 |  |  |  |  | 1 |  | 0 | [9 empty] | 0 |  | #DIVIDE BY ZERO |  | 0 | #DIVIDE BY ZERO | #UNPARSEABLE | #BLOCKED |  | 0 | #DIVIDE BY ZERO
[5 empty] | A223,PON | SAF-5037531535-165-S1 | B124-S-SP | [6 empty] | 0 | [9 empty] | 0 |  | #DIVIDE BY ZERO |  | 0 | #DIVIDE BY ZERO | #UNPARSEABLE | #BLOCKED |  | 0 | #DIVIDE BY ZERO
1-評估 |  |  |  |  | A223,PON | AT-H34 Standard Gain Horn Antenna WR-12 -Antenna frequency: 60 - 90 GHz -Antenna gain: 20 dBi (Typical) -Polarization: Single linear polarization -Power handling: Max. 50 Watt CW -Antenna aperture size: 20mm -Connector: WR-12 waveguide -Calibration: Factory report | A213.H343 |  |  |  |  | 1 |  | 28.8 | [9 empty] | 28.8 |  | #DIVIDE BY ZERO |  | -28.8 | #DIVIDE BY ZERO | #UNPARSEABLE | #BLOCKED |  | -0.96 | #DIVIDE BY ZERO
[5 empty] | A223,PON | Standard Gain Horn Antenna, 60 - 90 GHz 24 dBi Gain WR-12 SAZ-2410-12-S1_960 | B121-S-SAZ-2410-12-S1 |  |  |  |  | 1 |  | 28.8 | [9 empty] | 28.8 |  | #DIVIDE BY ZERO |  | -28.8 | #DIVIDE BY ZERO | #UNPARSEABLE | #BLOCKED |  | -0.96 | #DIVIDE BY ZERO
2-開發 |  |  |  |  | A223,PON | AT-H34 Standard Gain Horn Antenna WR-10 -Antenna frequency: 75 - 110 GHz -Antenna gain: 25 dBi (Typical) -Polarization: Single linear polarization -Power handling: Max. 50 Watt CW -Antenna aperture size: 27mm -Connector: WR-10 waveguide -Calibration: Factory report | A213.H344 |  |  |  |  | 1 |  | 0 | [9 empty] | 0 |  | #DIVIDE BY ZERO |  | 0 | #DIVIDE BY ZERO | #UNPARSEABLE | #BLOCKED |  | 0 | #DIVIDE BY ZERO
|  | Y |  |  | A223,PON | AT-L Log Antenna | A213.L |  | 基本功能 |  |  | 1 | #UNPARSEABLE | #UNPARSEABLE | #BLOCKED |  |  |  | 0 | 式 |  |  |  | #BLOCKED | #BLOCKED | #BLOCKED | 1300000 | #BLOCKED | #BLOCKED | #UNPARSEABLE | #BLOCKED | 60000 | #BLOCKED | #BLOCKED
3-量產 |  | Y |  |  | A223,PON | AT-L2 Dual Polarized LPDA | A213.L2 |  | 基本功能 |  |  | 1 | [6 empty] | 0 | 式 | [5 empty] | #DIVIDE BY ZERO | 1300000 | 1300000 | 100% | #UNPARSEABLE | #BLOCKED | 60000 | 60000 | 100%
1-評估 |  |  |  |  | A223,PON | AT-L21 Dual Polarization Logarithmic Periodic Antenna -Freq. Range: 130 - 700 MHz -Gain: 4 dBi Typ. -Polarization: Linear | A213.L211 |  |  |  |  | 1 |  | 124 | [9 empty] | 124 |  | #DIVIDE BY ZERO |  | -124 | #DIVIDE BY ZERO | #UNPARSEABLE | #BLOCKED |  | -4.1333 | #DIVIDE BY ZERO
[5 empty] | A223,PON | Dual-Pol Log Periodic Antenna 130 - 700 MHz | B523-A-LPDA-130700 |  |  |  |  | 1 |  | 124 | [9 empty] | 124 |  | #DIVIDE BY ZERO |  | -124 | #DIVIDE BY ZERO | #UNPARSEABLE | #BLOCKED |  | -4.1333 | #DIVIDE BY ZERO
|  | Y |  |  | A223,PON | AT-V Vivaldi Antenna | A213.V |  | 基本功能 |  |  | 2 | #UNPARSEABLE | #UNPARSEABLE | #BLOCKED |  |  |  | 0 | 式 |  |  |  | #BLOCKED | #BLOCKED | #BLOCKED | 1300000 | #BLOCKED | #BLOCKED | #UNPARSEABLE | #BLOCKED | 60000 | #BLOCKED | #BLOCKED
3-量產 |  |  |  |  | A223,PON | AT-V2 Dual polarization Vivaldi Antenna | A213.V2 |  |  |  |  | 3 |  | 38.1 | 38.1 | [8 empty] | 38.1 |  | #DIVIDE BY ZERO |  | -38.1 | #DIVIDE BY ZERO | #UNPARSEABLE | #BLOCKED |  | -1.27 | #DIVIDE BY ZERO
1-評估 |  |  |  |  | A223,PON | AT-V21 Dual polarization Vivaldi Antenna -Antenna frequency: 0.68 - 8.0 GHz -Antenna gain: 6 dBi (Typical) -Polarization: Dual linear polarization -Polarization isolation: > 20dB -Power handling: Max. 4 Watt CW -Antenna aperture size: 210mm | A213.V211 |  |  |  |  | 1 |  | 4 | [9 empty] | 4 |  | #DIVIDE BY ZERO |  | -4 | #DIVIDE BY ZERO | #UNPARSEABLE | #BLOCKED |  | -0.13333 | #DIVIDE BY ZERO
[5 empty] | A223,PON | Vivaldi Antenna 0.68 - 8.0 GHz | B523-A-Vivaldi |  |  |  |  | 1 |  | 4 | [9 empty] | 4 |  | #DIVIDE BY ZERO |  | -4 | #DIVIDE BY ZERO | #UNPARSEABLE | #BLOCKED |  | -0.13333 | #DIVIDE BY ZERO
2-開發 |  |  |  |  | A223,PON | AT-V21 Dual polarization Vivaldi Antenna -Antenna frequency: 0.68 - 8.5 GHz -Antenna gain: 6 dBi (Typical) -Polarization: Dual linear polarization -Polarization isolation: > 20dB -Power handling: Max. 4 Watt CW -Antenna aperture size: 100mm | A213.V212 |  |  |  |  | 1 |  | 0 | [9 empty] | 0 |  | #DIVIDE BY ZERO |  | 0 | #DIVIDE BY ZERO | #UNPARSEABLE | #BLOCKED |  | 0 | #DIVIDE BY ZERO
2-開發 |  |  |  |  | A223,PON | AT-V21 Dual polarization Vivaldi Antenna -Antenna frequency: 0.45 - 8.5 GHz -Antenna gain: 6 dBi (Typical) -Polarization: Dual linear polarization -Polarization isolation: > 20dB -Power handling: Max. 4 Watt CW -Antenna aperture size: 210mm | A213.V213 |  |  |  |  | 1 |  | 0 | [9 empty] | 0 |  | #DIVIDE BY ZERO |  | 0 | #DIVIDE BY ZERO | #UNPARSEABLE | #BLOCKED |  | 0 | #DIVIDE BY ZERO
|  | Y |  |  | A223,PON | AT-P Patch/ Planar Antenna | A213.P |  | 基本功能 |  |  | 2 | #UNPARSEABLE | #UNPARSEABLE | #BLOCKED |  |  |  | 0 | 式 |  |  |  | #BLOCKED | #BLOCKED | #BLOCKED | 1300000 | #BLOCKED | #BLOCKED | #UNPARSEABLE | #BLOCKED | 60000 | #BLOCKED | #BLOCKED
3-量產 |  |  |  |  | A223,PON | AT-P Planar Antenna | A213.P1 |  |  |  |  | 3 |  | 38.1 | 38.1 | [8 empty] | 38.1 |  | #DIVIDE BY ZERO |  | -38.1 | #DIVIDE BY ZERO | #UNPARSEABLE | #BLOCKED |  | -1.27 | #DIVIDE BY ZERO
2-開發 |  |  |  |  | A223,PON | AT-P11 Planar Printed Antenna (High efficiency) -Antenna frequency: 0.45 - 8.5 GHz -Antenna gain: 6 dBi (Typical) -Polarization: Single linear polarization -Polarization isolation: > 20dB -Power handling: Max. 4 Watt CW -Antenna aperture size: 150mm | A213.P111 |  |  |  |  | 1 |  | 0 | [9 empty] | 0 |  | #DIVIDE BY ZERO |  | 0 | #DIVIDE BY ZERO | #UNPARSEABLE | #BLOCKED |  | 0 | #DIVIDE BY ZERO
2-開發 |  |  |  |  | A223,PON | AT-P11 Planar Printed Antenna (Directional) -Antenna frequency: 0.45 - 8.5 GHz -Antenna gain: 6 dBi (Typical) -Polarization: Single circular polarization -Polarization isolation: > 20dB -Power handling: Max. 4 Watt CW -Antenna aperture size: 200mm | A213.P112 |  |  |  |  | 1 |  | 0 | [9 empty] | 0 |  | #DIVIDE BY ZERO |  | 0 | #DIVIDE BY ZERO | #UNPARSEABLE | #BLOCKED |  | 0 | #DIVIDE BY ZERO
3-量產 |  | Y |  |  | A223,PON | AT-R Reflector | A213.R |  | 基本功能 |  |  | 2 | #UNPARSEABLE | #UNPARSEABLE | #BLOCKED |  |  |  | 0 | 式 |  |  |  | #BLOCKED | #BLOCKED | #BLOCKED | 1300000 | #BLOCKED | #BLOCKED | #UNPARSEABLE | #BLOCKED | 60000 | #BLOCKED | #BLOCKED
[5 empty] | A223,PON | AT-R2 Mass production reflector | A213.R2 |  |  |  |  | 1 |  | 38.1 | 38.1 | [8 empty] | 38.1 |  | #DIVIDE BY ZERO |  | -38.1 | #DIVIDE BY ZERO | #UNPARSEABLE | #BLOCKED |  | -1.27 | #DIVIDE BY ZERO
[5 empty] | A223,PON | AT-R22 Size less then 200cm | A213.R22 | [18 empty] | #DIVIDE BY ZERO |  | 0 | #DIVIDE BY ZERO | #UNPARSEABLE | #BLOCKED |  | 0 | #DIVIDE BY ZERO
2-開發 |  |  |  |  | A223,PON | AT-R22 CATR reflector -Reflector Size: 0.6 X 0.6m (W/H) -Reflector frequency range: 18 - 90GHz -Reflector Edge: Rolled edge -Feed antenna location: Side feed -Quiet zone size: 0.30m -Quiet zone shape: Circular cylinder -Cross polarization: ≦ -25dB -Amplitude taper: ≦ 2.8dB -Amplitude ripple(SD): ±1.2dB -Fixture for reflector: Adjustable | A213.R221 | [6 empty] | 35 | [9 empty] | 35 |  | #DIVIDE BY ZERO |  | -35 | #DIVIDE BY ZERO | #UNPARSEABLE | #BLOCKED |  | -1.1667 | #DIVIDE BY ZERO
[5 empty] | A223,PON | 59cm rolled edge反射面, QZ= 25cm | B553-J-059 | [6 empty] | 35 | [9 empty] | 35 |  | #DIVIDE BY ZERO |  | -35 | #DIVIDE BY ZERO | #UNPARSEABLE | #BLOCKED |  | -1.1667 | #DIVIDE BY ZERO
1-評估 |  |  |  |  | A223,PON | AT-R22 CATR reflector -Reflector Size: 1.5 X 1.5m (W/H) -Reflector frequency range: 2 - 90GHz -Reflector Edge: Rolled edge -Feed antenna location: Side feed -Quiet zone size: 0.6m -Quiet zone shape: Circular cylinder -Cross polarization: ≦ -25dB -Amplitude taper: ≦ 1.5dB -Amplitude ripple(SD): ±0.75dB -Fixture for reflector: Adjustable | A213.R222 | [6 empty] | 550 | 550 | [7 empty] | 反射面參數(mm): D = 3800 f = 1520 f/D = 0.4 Hf = 500 | 550 |  | #DIVIDE BY ZERO |  | -550 | #DIVIDE BY ZERO | #UNPARSEABLE | #BLOCKED |  | -18.3333 | #DIVIDE BY ZERO
[5 empty] | A223,PON | 150cm rolled edge反射面, QZ= 60cm | B553-J-150 |  |  |  |  | 1 |  | 400 | [9 empty] | 400 |  | #DIVIDE BY ZERO |  | -400 | #DIVIDE BY ZERO | #UNPARSEABLE | #BLOCKED |  | -13.3333 | #DIVIDE BY ZERO
[5 empty] | A223,PON | 150cm 反射面的支架 | B565-Z-1M5RCRSUPPORT |  |  |  |  | 1 |  | 150 | [9 empty] | 150 |  | #DIVIDE BY ZERO |  | -150 | #DIVIDE BY ZERO | #UNPARSEABLE | #BLOCKED |  | -5 | #DIVIDE BY ZERO
[5 empty] | A223,PON | AT-R23 Size more then 200cm | A213.R23 | [18 empty] | #DIVIDE BY ZERO |  | 0 | #DIVIDE BY ZERO | #UNPARSEABLE | #BLOCKED |  | 0 | #DIVIDE BY ZERO
1-評估 |  |  |  |  | A223,PON | AT-R23 CATR reflector -Reflector Size: 2.1 X 2.1m (W/H) -Reflector frequency range: 2 - 90GHz -Reflector Edge: Rolled edge -Feed antenna location: Side feed -Quiet zone size: 0.9m -Quiet zone shape: Circular cylinder -Cross polarization: ≦ -25dB -Amplitude taper: ≦ 1.5 dB @ 3 GHz；≦ 1 dB @ 28 GHz -Amplitude ripple(SD): ± 0.7 dB@ 3 GHz；± 0.5 dB@ 28 GHz -Phase Taper：≦ 10° @ 28 GHz -Phase Ripple：± 5°@ 28 GHz -Fixture for reflector: Adjustable | A213.R231 | [6 empty] | 805 | [8 empty] | 反射面參數(mm): D = 7500 f = 2600 f/D = 0.346 Hf = 800 | 805 |  | #DIVIDE BY ZERO |  | -805 | #DIVIDE BY ZERO | #UNPARSEABLE | #BLOCKED |  | -26.8333 | #DIVIDE BY ZERO
[5 empty] | A223,PON | 210cm rolled edge反射面, QZ= 60cm | B553-J-210 | [6 empty] | 620 | [9 empty] | 620 |  | #DIVIDE BY ZERO |  | -620 | #DIVIDE BY ZERO | #UNPARSEABLE | #BLOCKED |  | -20.6667 | #DIVIDE BY ZERO
[5 empty] | A223,PON | 210cm 反射面的支架 | B565-Z-2M1RCRSUPPORT | [6 empty] | 185 | [9 empty] | 185 |  | #DIVIDE BY ZERO |  | -185 | #DIVIDE BY ZERO | #UNPARSEABLE | #BLOCKED |  | -6.1667 | #DIVIDE BY ZERO
1-評估 |  |  |  |  | A223,PON | AT-R23 CATR reflector -Reflector Size: 2.7 X 2.7m (W/H) -Reflector frequency range: 2 - 90GHz -Reflector Edge: Rolled edge -Feed antenna location: Side feed -Quiet zone size: 1.2m -Quiet zone shape: Circular cylinder -Cross polarization: ≦ -25dB -Amplitude taper: ≦ 1.5 dB @ 3 GHz；≦ 1 dB @ 28 GHz -Amplitude ripple(SD): ± 0.7 dB@ 3 GHz；± 0.5 dB@ 28 GHz -Phase Taper：≦ 10° @ 28 GHz -Phase Ripple：± 5°@ 28 GHz -Fixture for reflector: Adjustable | A213.R232 | [6 empty] | 1850 | [8 empty] | 反射面參數(mm): D = 6480 f = 2700 f/D = 0.416 Hf = 600 | 1850 |  | #DIVIDE BY ZERO |  | -1850 | #DIVIDE BY ZERO | #UNPARSEABLE | #BLOCKED |  | -61.6667 | #DIVIDE BY ZERO
[5 empty] | A223,PON | 330cm rolled edge反射面, QZ= 60cm | B553-J-330 | [6 empty] | 1500 | [9 empty] | 1500 |  | #DIVIDE BY ZERO |  | -1500 | #DIVIDE BY ZERO | #UNPARSEABLE | #BLOCKED |  | -50 | #DIVIDE BY ZERO
[5 empty] | A223,PON | 330cm 反射面的支架 | B565-Z-3M3RCRSUPPORT | [6 empty] | 350 | [9 empty] | 350 |  | #DIVIDE BY ZERO |  | -350 | #DIVIDE BY ZERO | #UNPARSEABLE | #BLOCKED |  | -11.6667 | #DIVIDE BY ZERO
3-量產 |  | Y |  |  | A223,PON | Report | A213.S |  | 基本功能 |  |  | 2 | #UNPARSEABLE | #UNPARSEABLE | #BLOCKED |  |  |  | 0 | 式 |  |  |  | #BLOCKED | #BLOCKED | #BLOCKED | 1300000 | #BLOCKED | #BLOCKED | #UNPARSEABLE | #BLOCKED | 60000 | #BLOCKED | #BLOCKED
[5 empty] | A223,PON | AT-S1 Antenna factory report | A213.S1 |  |  |  |  | 1 |  | 38.1 | 38.1 | [8 empty] | 38.1 |  | #DIVIDE BY ZERO |  | -38.1 | #DIVIDE BY ZERO | #UNPARSEABLE | #BLOCKED |  | -1.27 | #DIVIDE BY ZERO
AT-S11 Antenna report -Test report without TAF logo
[5 empty] | A223,PON | AT-S2 ISO/IEC 17025 antenna report | A213.S1 |  |  |  |  | 1 |  | 38.1 | 38.1 | [8 empty] | 38.1 |  | #DIVIDE BY ZERO |  | -38.1 | #DIVIDE BY ZERO | #UNPARSEABLE | #BLOCKED |  | -1.27 | #DIVIDE BY ZERO
[6 empty] | AT-S21 TAF 17025 antenna report -Test report with TAF logo -26.5 - 40 GHz | [5 empty] | 1 |  | 26
[6 empty] | 天線TAF校驗 26.5-40GHz | B611-I-CAL-2640 | [6 empty] | 26
1-評估 | 1 | 1 |  |  | A2 | AE-Automatic equipment | A217 | 1 | 自動化 |  |  | 1 | [6 empty] | 0 | 式 |  |  | 1/30前完成資料
3-量產 |  | Y |  |  | A217.PON | AE-T Turntable & Antenna tower | A217.T | 2 | 基本功能 |  |  | 1 | #UNPARSEABLE | #UNPARSEABLE | #BLOCKED |  |  |  | 0 | 式 |  |  |  | #BLOCKED | #BLOCKED | #BLOCKED | 1300000 | #BLOCKED | #BLOCKED | #UNPARSEABLE | #BLOCKED | 60000 | #BLOCKED | #BLOCKED
|  | Y |  |  | #UNPARSEABLE | AE-T2 Special Positioner | A217.T2 | 3 |  |  |  | 1 | #UNPARSEABLE | #UNPARSEABLE | #BLOCKED |  |  |  | 0 | 式 |  |  | Q20108 Vietnam Viettel | #BLOCKED | #BLOCKED | #BLOCKED | 1300000 | #BLOCKED | #BLOCKED | #UNPARSEABLE | #BLOCKED | 60000 | #BLOCKED | #BLOCKED
3-量產 |  |  |  |  | A211.R | AE-T21 Manual operate | A217.T21 | 3 | [14 empty] | Inside height dimension: 1: 1.8 - 2.8m | [14 empty] | #DIVIDE BY ZERO | #DIVIDE BY ZERO
2-開發 | [5 empty] | AE-T21 Positioner Manual XY axis -XY axis table -Plate size: 20cm -Max. loading: 25 Kg -Resolution: 2mm/ Turn -Travel: 5cm -Manual operate | A217.T211 | [6 empty] | 0 | [8 empty] | M3 | [14 empty] | #DIVIDE BY ZERO | #DIVIDE BY ZERO
2-開發 | [5 empty] | AE-T21 flat plate for DUT -A Plate for DUT setup -Plate size: 20cm -Manual operate | A217.T212 | [6 empty] | 0 | [8 empty] | M3 | [14 empty] | #DIVIDE BY ZERO | #DIVIDE BY ZERO
|  | Y |  |  | #UNPARSEABLE | AE-T2 2D Turntable | A217.T1 | 3 |  |  |  | 1 | #UNPARSEABLE | #UNPARSEABLE | #BLOCKED |  |  |  | 0 | 式 |  |  | Q20108 Vietnam Viettel | #BLOCKED | #BLOCKED | #BLOCKED | 1300000 | #BLOCKED | #BLOCKED | #UNPARSEABLE | #BLOCKED | 60000 | #BLOCKED | #BLOCKED
3-量產 |  |  |  |  | A211.R | AE-T11 Simple type | A217.T11 | 3 | [14 empty] | Inside height dimension: 1: 1.8 - 2.8m | [14 empty] | #DIVIDE BY ZERO | #DIVIDE BY ZERO
[5 empty] | A211.R | AE-T12 Performance type | A217.T12 | 3 | [14 empty] | Inside height dimension: 1: 1.8 - 2.8m | [14 empty] | #DIVIDE BY ZERO | #DIVIDE BY ZERO
1-評估 | [5 empty] | AE-T12 2D Performance Turntable (M-Class Standard) -Diameter : 0.2m -Max. loading: 30 Kg -Max. speed: 3 RPM -Resolution: 0.1° -Accuracy: ±0.5° -Travel: 0° - 360° -Power consumption: 200W | A217.T121 | [6 empty] | 61.3 | [8 empty] | M3 | [14 empty] | #DIVIDE BY ZERO | #DIVIDE BY ZERO
[6 empty] | RS-232 Cable 1.8M | B211-K-W7271 |  | 9公-9公 長度 1.8M (一體成型) |  |  | 1 |  | 0.1 | [8 empty] | 暗室(轉桌)外部接電腦 | [14 empty] | #DIVIDE BY ZERO | #DIVIDE BY ZERO
[6 empty] | RS-232 Cable 5.0M | B211-K-W9156 |  | 9公-9母 長度 5米 (一體成型 ) |  |  | 1 |  | 0.2 | [8 empty] | 暗室(電腦)內部接轉桌控制器 | [14 empty] | #DIVIDE BY ZERO | #DIVIDE BY ZERO
[6 empty] | 坦聯單軸轉桌模組 MR200 | B183-T-R2 |  |  |  |  | 1 |  | 61 | [23 empty] | #DIVIDE BY ZERO | #DIVIDE BY ZERO
2-開發 | [5 empty] | AE-T12 2D Performance Turntable (R1/ A1 Option) -Diameter : 0.2m -Max. loading: 5 Kg -Max. speed: 3 RPM -Resolution: 0.1° -Accuracy: ±0.5° -Travel: 0° - 360° -Power consumption: 200W | A217.T123 | [6 empty] | 0 | [8 empty] | M3 | [14 empty] | #DIVIDE BY ZERO | #DIVIDE BY ZERO
3-量產 |  |  |  |  | A211.R | AE-T13 EMC 2D Turntable | A217.T13 | 3 | [14 empty] | Inside height dimension: 1: 1.8 - 2.8m | [14 empty] | #DIVIDE BY ZERO | #DIVIDE BY ZERO
[5 empty] | A211.R | AE-T14 Moveable type | A217.T14 | 3 | [14 empty] | Inside height dimension: 1: 1.8 - 2.8m | [14 empty] | #DIVIDE BY ZERO | #DIVIDE BY ZERO
3-量產 |  |  |  |  | A211.R | AE-T19 Fixtures | A217.T19 | 3 | [14 empty] | Inside height dimension: 1: 1.8 - 2.8m | [14 empty] | #DIVIDE BY ZERO | #DIVIDE BY ZERO
2-開發 | [5 empty] | AE-T19 Fixture (M-Class 1.5) -Platform size: 50 cm in diameter -Platform height: -15 cm from center -Material: Styrofoam -Handheld device stand | A217.T191 | [15 empty] | M3 | [14 empty] | #DIVIDE BY ZERO | #DIVIDE BY ZERO
[6 empty] | 保麗龍測試平台 80cm | B551-E-80 |  |  |  |  | 1 |  | 16
2-開發 | [5 empty] | AE-T19 Fixture (M-Class 1.0) -Platform size: 50 cm in diameter -Platform height: -15 cm from center -Material: Styrofoam -Handheld device stand | A217.T192 | [15 empty] | M3 | [14 empty] | #DIVIDE BY ZERO | #DIVIDE BY ZERO
[6 empty] | 保麗龍測試平台 80cm | B551-E-80 |  |  |  |  | 1 |  | 16
2-開發 | [5 empty] | AE-T19 Fixture (M-Class 2.0) -Platform size: 50 cm in diameter -Platform height: -15 cm from center -Material: Styrofoam -Handheld device stand | A217.T193 | [15 empty] | M3 | [14 empty] | #DIVIDE BY ZERO | #DIVIDE BY ZERO
[6 empty] | 保麗龍測試平台 80cm | B551-E-80 |  |  |  |  | 1 |  | 16
2-開發 | [5 empty] | AE-T19 Fixture (M-Class 0.8) -Platform size: 50 cm in diameter -Platform height: -15 cm from center -Material: Styrofoam -Handheld device stand | A217.T194 | [15 empty] | M3 | [14 empty] | #DIVIDE BY ZERO | #DIVIDE BY ZERO
[6 empty] | 保麗龍測試平台 80cm | B551-E-80 |  |  |  |  | 1 |  | 16
2-開發 | [5 empty] | AE-T19 Fixture (TP) -Platform size: 50 cm in diameter -Platform height: -15 cm from center -Material: Styrofoam -Handheld device stand | A217.T196 | [6 empty] | 16 | [8 empty] | M3 | [14 empty] | #DIVIDE BY ZERO | #DIVIDE BY ZERO
[6 empty] | 保麗龍測試平台 80cm | B551-E-80 |  |  |  |  | 1 |  | 16
[6 empty] | B567-E-MPhoneFixture | B567-E-MPhoneFixture
2-開發 | [5 empty] | AE-T19 Handheld device Fixture (M-Class) -Handheld device stand -Material: Styrofoam | [7 empty] | 0 | [8 empty] | M3 | [14 empty] | #DIVIDE BY ZERO | #DIVIDE BY ZERO
|  | Y |  |  | #UNPARSEABLE | AE-T3 OTA 3D Turntable | A217.T3 | 1 |  |  |  | 1 | #UNPARSEABLE | #UNPARSEABLE | #BLOCKED |  |  |  | 0 | 式 |  |  | Q20108 Vietnam Viettel | #BLOCKED | #BLOCKED | #BLOCKED | 1300000 | #BLOCKED | #BLOCKED | #UNPARSEABLE | #BLOCKED | 60000 | #BLOCKED | #BLOCKED
3-量產 |  |  |  |  | A211.R | AE-T32 Performance type | A217.T32 | 3 | [14 empty] | Inside height dimension: 1: 1.8 - 2.8m | [14 empty] | #DIVIDE BY ZERO | #DIVIDE BY ZERO
0-未開 | [5 empty] | AE-T32 3D Performance Type Turntable -Motion: Roll/ Azimuth -Diameter : 0.55m -Max. vertical loading: 2Kg -Max. speed: 12RPM (Roll) / 6RPM (Azimuth) -Resolution: 0.1° -Encoder accuracy: ±0.5° -Travel: 0° - 360° -Power consumption: 140W -Adaptor platform -AE-T39 Flat Plate Fixture | A217.T321 | 3 | 插座位置: 轉桌盤面上 插座形式: RJ-45Giga x2, USB3.0 x2, DC2.1mm x2, ACx1 |  |  |  |  | 15 | [8 empty] | R2 | [14 empty] | #DIVIDE BY ZERO | #DIVIDE BY ZERO
|  | 0 |  |  | A173.A05 | 由隔離室供應商提供 | [5 empty] | 2 | [10 empty] | R2 |  |  | #DIVIDE BY ZERO |  | 0 | #DIVIDE BY ZERO | #UNPARSEABLE | #BLOCKED |  | 0 | #DIVIDE BY ZERO | 0 | 0 | 0 | #DIVIDE BY ZERO | #DIVIDE BY ZERO
[6 empty] | 平板形式治具 R2 | B565-U-R2-PA |  | 插座位置: 轉桌盤面上 插座形式: RJ-45Giga x2, USB3.0 x2, DC2.1mm x2, ACx1 |  |  | 1 |  | 15 | [8 empty] | R2 | [14 empty] | #DIVIDE BY ZERO | #DIVIDE BY ZERO
2-開發 | [5 empty] | AE-T32 3D Performance Type Turntable -Motion: Roll/ Azimuth -Diameter : 1.2m -Max. vertical loading: 15Kg -Max. speed: 20 RPM (Roll) / 7 RPM (Azimuth) -Maximum torque: 8 N-m -Resolution: 0.1° -Encoder Accuracy: ±0.5° -Travel: 0° - 360° -Power: 220VAC -Power consumption: 700W -Adaptor platform | A217.T325 | 3 | [5 empty] | 341.3 | [23 empty] | #DIVIDE BY ZERO | #DIVIDE BY ZERO
[6 empty] | OTA標準120cm 3D轉桌 | B556-U-75-120 |  | 插座位置: 轉桌盤面上 插座形式: RJ-45Giga x2, USB3.0 x2, DC2.1mm x2, ACx1 |  |  | 1 |  | 341.3 | [8 empty] | R2 | [14 empty] | #DIVIDE BY ZERO | #DIVIDE BY ZERO
2-開發 | [5 empty] | AE-T32 3D Performance Type Turntable -Motion: Roll/ Azimuth -Diameter : 0.8m -Max. vertical loading: 8Kg -Max. speed: 12RPM (Roll) / 6RPM (Azimuth) -Resolution: 0.1° -Encoder accuracy: ±0.5° -Travel: 0° - 360° -Power consumption: 140W | A217.T323 | 3 | [5 empty] | 127.819 | [23 empty] | #DIVIDE BY ZERO | #DIVIDE BY ZERO
[6 empty] | A3_轉桌 | B556-U-A3Turntable |  | 插座位置: 轉桌盤面上 插座形式: RJ-45Giga x2, USB3.0 x2, DC2.1mm x2, ACx1 |  |  | 1 |  | 127.819 | [8 empty] | R2 | [14 empty] | #DIVIDE BY ZERO | #DIVIDE BY ZERO
2-開發 | [5 empty] | AE-T32 3D Performance Type Turntable -Motion: Roll/ Azimuth -Diameter : 0.55m -Max. vertical loading: 2Kg -Max. speed: 12RPM (Roll) / 6RPM (Azimuth) -Resolution: 0.1° -Encoder accuracy: ±0.5° -Travel: 0° - 360° -Power consumption: 140W -Adaptor platform | A217.T327 | 3 | 插座位置: 轉桌盤面上 插座形式: RJ-45Giga x2, USB3.0 x2, DC2.1mm x2, ACx1 |  |  |  |  | 230 | [8 empty] | R2 | [14 empty] | #DIVIDE BY ZERO | #DIVIDE BY ZERO
[6 empty] | A2/R2 轉桌模組 | B556-U-R2Turntable |  | 插座位置: 轉桌盤面上 插座形式: RJ-45Giga x2, USB3.0 x2, DC2.1mm x2, ACx1 |  |  | 1 |  | 230 | [8 empty] | R2 | [14 empty] | #DIVIDE BY ZERO | #DIVIDE BY ZERO
[5 empty] | A211.R | AE-T36 特殊規格 | A217.T36 | 3 | [14 empty] | Inside height dimension: 1: 1.8 - 2.8m | [14 empty] | #DIVIDE BY ZERO | #DIVIDE BY ZERO
2-開發 | [5 empty] | AE-T36 3D Performance Type Turntable -Motion: Roll (U shape)/ Azimuth -Diameter : 2.1m -Max. vertical loading: 100Kg -Max. capacity DUT size: 90 x 90 x 40cm -Max. speed: 8 RPM (Roll) / 6 RPM (Azimuth) -Maximum torque: 1000 N-m (Roll) / 90 N-m (Azimuth) -Resolution: 0.1° -Encoder Accuracy: ±0.01° -Travel: 0° - 360° -Power: 220VAC -Power consumption: 1500W -Adaptor platform | A211.R101 | [6 empty] | 1500 | [23 empty] | #DIVIDE BY ZERO | #DIVIDE BY ZERO
[6 empty] | U-Shape 雙軸轉台 | B556-U-A20021A000A-1 | [6 empty] | 1500 | [23 empty] | #DIVIDE BY ZERO | #DIVIDE BY ZERO
3-量產 |  |  |  |  | A211.R | AE-T39 Fixtures | A217.T39 | 3 | [14 empty] | Inside height dimension: 1: 1.8 - 2.8m | [14 empty] | #DIVIDE BY ZERO | #DIVIDE BY ZERO
1-評估 | [5 empty] | AE-T39 Flat Plate Fixture -Main material: FR4 -Plate size: 20cm -Max. vertical loading: 2Kg (no bending: 0.5kg) | A217.T391 |  | 插座位置: 轉桌盤面上 插座形式: RJ-45Giga x2, USB3.0 x2, DC2.1mm x2, ACx1 |  |  | 1 |  | 15 | [8 empty] | R2 | [14 empty] | #DIVIDE BY ZERO | #DIVIDE BY ZERO
[6 empty] | 平板形式治具 R2 | B565-U-R2-PA |  | 插座位置: 轉桌盤面上 插座形式: RJ-45Giga x2, USB3.0 x2, DC2.1mm x2, ACx1 |  |  | 1 |  | 15 | [8 empty] | R2 | [14 empty] | #DIVIDE BY ZERO | #DIVIDE BY ZERO
1-評估 | [5 empty] | AE-T39 Flat Plate Fixture -Main material: FR4 -Plate size: 30cm -Max. vertical loading: 3Kg (no bending: 0.5kg) AE-T39 Handheld Device Fixture -Main material: FR4 -Max. vertical loading: 1Kg (no bending: 0.3kg) | A217.T392 |  | 插座位置: 轉桌盤面上 插座形式: RJ-45Giga x2, USB3.0 x2, DC2.1mm x2, ACx1 |  |  | 1 |  | 13.5 | [8 empty] | R2 | [14 empty] | #DIVIDE BY ZERO | #DIVIDE BY ZERO
[6 empty] | 平板夾持治具-13" | B557-U-A20000MJ32A |  | 插座位置: 轉桌盤面上 插座形式: RJ-45Giga x2, USB3.0 x2, DC2.1mm x2, ACx1 |  |  | 1 |  | 13.5 | [8 empty] | R2 | [14 empty] | #DIVIDE BY ZERO | #DIVIDE BY ZERO
1-評估 | [5 empty] | AE-T39 Handheld Device Fixture -Main material: FR4 -Max. vertical loading: 1Kg (no bending: 0.3kg) | A217.T393 |  | 插座位置: 轉桌盤面上 插座形式: RJ-45Giga x2, USB3.0 x2, DC2.1mm x2, ACx1 |  |  | 1 |  | 4.5 | [8 empty] | R2 | [14 empty] | #DIVIDE BY ZERO | #DIVIDE BY ZERO
[6 empty] | 手持型夾持治具-7" | B557-U-A20000MJ31A |  | 插座位置: 轉桌盤面上 插座形式: RJ-45Giga x2, USB3.0 x2, DC2.1mm x2, ACx1 |  |  | 1 |  | 4.5 | [8 empty] | R2 | [14 empty] | #DIVIDE BY ZERO | #DIVIDE BY ZERO
1-評估 | [5 empty] | AE-T39 Laptop Fixture -Main material: POM -Plate size: Support 11" to 19" screen sized laptop -Max. vertical loading: 3Kg | A217.T395 |  | 插座位置: 轉桌盤面上 插座形式: RJ-45Giga x2, USB3.0 x2, DC2.1mm x2, ACx1 |  |  | 1 |  | 18 | [8 empty] | R2 | [14 empty] | #DIVIDE BY ZERO | #DIVIDE BY ZERO
[6 empty] | 筆電夾持治具-19" | B557-U-A20000MJ34A |  | 插座位置: 轉桌盤面上 插座形式: RJ-45Giga x2, USB3.0 x2, DC2.1mm x2, ACx1 |  |  | 1 |  | 18 | [8 empty] | R2 | [14 empty] | #DIVIDE BY ZERO | #DIVIDE BY ZERO
1-評估 | [5 empty] | AE-T39 Head Phantom Fixture -Main material: FR4 -Compatibility: SPEAG SAM head phantom V4.5 | A217.T397 |  | 插座位置: 轉桌盤面上 插座形式: RJ-45Giga x2, USB3.0 x2, DC2.1mm x2, ACx1 |  |  | 1 |  | 10 | [8 empty] | R2 | [14 empty] | #DIVIDE BY ZERO | #DIVIDE BY ZERO
[6 empty] | 人頭夾持治具 *等跟廠商設計報價 | B557-U-商品編號 |  | 插座位置: 轉桌盤面上 插座形式: RJ-45Giga x2, USB3.0 x2, DC2.1mm x2, ACx1 |  |  | 1 |  | 10 | [8 empty] | R2 | [14 empty] | #DIVIDE BY ZERO | #DIVIDE BY ZERO
1-評估 | [5 empty] | AE-T39 Hands\Wrist\Forearm Fixture -Main material: FR4 -Compatibility: SPEAG SHO Fixture X Version 5 | A217.T398 |  | 插座位置: 轉桌盤面上 插座形式: RJ-45Giga x2, USB3.0 x2, DC2.1mm x2, ACx1 |  |  | 1 |  | 10 | [8 empty] | R2 | [14 empty] | #DIVIDE BY ZERO | #DIVIDE BY ZERO
[6 empty] | 手挽手臂 固定治具 *等跟廠商設計報價 | B557-U-商品編號 |  | 插座位置: 轉桌盤面上 插座形式: RJ-45Giga x2, USB3.0 x2, DC2.1mm x2, ACx1 |  |  | 1 |  | 10 | [8 empty] | R2 | [14 empty] | #DIVIDE BY ZERO | #DIVIDE BY ZERO
2-開發 | [5 empty] | AE-T39 Standard Fixture set -Flat Plate Fixture Main material: FR4 Plate size: 30cm Max. vertical loading: 3Kg (no bending: 0.5kg) -Handheld Device Fixture Main material: FR4 Max. vertical loading: 1Kg (no bending: 0.3kg) | A217.T399 |  | 插座位置: 轉桌盤面上 插座形式: RJ-45Giga x2, USB3.0 x2, DC2.1mm x2, ACx1 |  |  | 1 |  | 0 | [8 empty] | R2 | [14 empty] | #DIVIDE BY ZERO | #DIVIDE BY ZERO
2-開發 | [5 empty] | AE-T39 U Shape fixture kit -U Shape support -For AE-T32 3D performance type 1.2m diameter turntable -Main material: FR4 -Max. vertical loading: 30Kg |  |  | 插座位置: 轉桌盤面上 插座形式: RJ-45Giga x2, USB3.0 x2, DC2.1mm x2, ACx1 |  |  | 1 |  | 0 | [8 empty] | R2 | [14 empty] | #DIVIDE BY ZERO | #DIVIDE BY ZERO
2-開發 | [5 empty] | AE-T39 Small cell Fixture -Main material: Stainless steel -For U shape turntable -Max. vertical loading: 30Kg |  |  | 插座位置: 轉桌盤面上 插座形式: RJ-45Giga x2, USB3.0 x2, DC2.1mm x2, ACx1 |  |  | 1 |  | 0 | [8 empty] | R2 | [14 empty] | #DIVIDE BY ZERO | #DIVIDE BY ZERO
|  | Y |  |  | #UNPARSEABLE | AE-T6 Manually Antenna Tower | A217.T6 | 3 |  |  |  | 1 | #UNPARSEABLE | #UNPARSEABLE | #BLOCKED |  |  |  | 0 | 式 |  |  | Q20108 Vietnam Viettel | #BLOCKED | #BLOCKED | #BLOCKED | 1300000 | #BLOCKED | #BLOCKED | #UNPARSEABLE | #BLOCKED | 60000 | #BLOCKED | #BLOCKED
3-量產 |  |  |  |  | A211.R | AE-T61 Manually antenna positioner | A217.T61 | 3 | [14 empty] | Inside height dimension: 1: 1.8 - 2.8m | [14 empty] | #DIVIDE BY ZERO | #DIVIDE BY ZERO
1-評估 |  |  |  |  | A217.PON | AE-T61 Manually Antenna Fixtrure -Max. loading: 1 Kg -Capacity: Single directional antenna -Antenna Position adjusting: Not available -Antenna polarization switching: Manually | A217.T611 | [6 empty] | 0 | [8 empty] | M3 | 0 |  | #DIVIDE BY ZERO |  | 0 | #DIVIDE BY ZERO | #UNPARSEABLE | #BLOCKED |  | 0 | #DIVIDE BY ZERO
3-量產 |  |  |  |  | A211.R | AE-T62 Manually Antenna Tower | A217.T62 | 3 | [14 empty] | Inside height dimension: 1: 1.8 - 2.8m | [14 empty] | #DIVIDE BY ZERO | #DIVIDE BY ZERO
1-評估 |  |  |  |  | A217.PON | AE-T62 Manually Antenna Tower -Height adjustable range: 1 - 1.8m -Total mast height: 2.0m -Max. loading: 8 Kg -Capacity: Single directional antenna -Antenna polarization switching: Manually | A217.T621 | [6 empty] | 18 | [8 empty] | M3 | 18 |  | #DIVIDE BY ZERO |  | -18 | #DIVIDE BY ZERO | #UNPARSEABLE | #BLOCKED |  | -0.6 | #DIVIDE BY ZERO
[5 empty] | A217.PON | 手動天線架 桿長200cm AM-2000-M | B117-E-AM2000M |  |  |  |  | 1 |  | 18 | [9 empty] | 18 |  | #DIVIDE BY ZERO |  | -18 | #DIVIDE BY ZERO | #UNPARSEABLE | #BLOCKED |  | -0.6 | #DIVIDE BY ZERO
1-評估 |  |  |  |  | A217.PON | AE-T62 Manually Antenna Tower -Height adjustable range: 0.5 - 1m -Total mast height: 1.5m -Max. loading: 1 Kg -Capacity: 4 Omni antennas -Antenna polarization switching: Manually | A217.T622 | [6 empty] | 19.2 | [8 empty] | M3 | 19.2 |  | #DIVIDE BY ZERO |  | -19.2 | #DIVIDE BY ZERO | #UNPARSEABLE | #BLOCKED |  | -0.64 | #DIVIDE BY ZERO
[6 empty] | 手動天線架全向型 高度75cm | B117-E-Omni |  |  |  |  | 1 |  | 19.2
3-量產 |  |  |  |  | A211.R | AE-T63Manually Antenna Tower | A217.T63 | 3 | [14 empty] | Inside height dimension: 1: 1.8 - 2.8m | [14 empty] | #DIVIDE BY ZERO | #DIVIDE BY ZERO
3-量產 |  |  |  |  | A211.R | AE-T29 Fixtures | A217.T11 | 3 | [14 empty] | Inside height dimension: 1: 1.8 - 2.8m | [14 empty] | #DIVIDE BY ZERO | #DIVIDE BY ZERO
|  | Y |  |  | #UNPARSEABLE | AE-T7 Feed antenna positioner | A217.T7 | 3 |  |  |  | 1 | #UNPARSEABLE | #UNPARSEABLE | #BLOCKED |  |  |  | 0 | 式 |  |  | Q20108 Vietnam Viettel | #BLOCKED | #BLOCKED | #BLOCKED | 1300000 | #BLOCKED | #BLOCKED | #UNPARSEABLE | #BLOCKED | 60000 | #BLOCKED | #BLOCKED
3-量產 |  |  |  |  | A211.R | AE-T71 Manual feed antenna positioner | A217.T71 | 3 | [14 empty] | Inside height dimension: 1: 1.8 - 2.8m | [14 empty] | #DIVIDE BY ZERO | #DIVIDE BY ZERO
2-開發 | [5 empty] | AE-T71 Manual Feed Positioner (R1/ R2) -4 axis positioner: Polarization/ X/ Y/ Z -Polarization: 0°/ 90° with accuracy 2° -Z axis: Travel 0-50 mm with accuracy 1 mm -Manual control the X/Y/Z axis for phase center -Feed switch: Manual | A217.T711 | 3 | 插座位置: 轉桌盤面上 插座形式: RJ-45Giga x2, USB3.0 x2, DC2.1mm x2, ACx1 |  |  |  |  | 0 | [8 empty] | R2 | [14 empty] | #DIVIDE BY ZERO | #DIVIDE BY ZERO
[6 empty] | 饋源天線台-手動4軸向，Y軸行程5cm | B556-U-FeedY5M | [30 empty] | #DIVIDE BY ZERO | #DIVIDE BY ZERO
1-評估 | [5 empty] | AE-T71 Manual Feed Positioner -4 axis positioner: AZ/ X/ Y/ Z -Az: Travel ±10° -X axis: Travel ±100 mm -Y axis: Travel ±450 mm -Z axis: Travel ±100 mm -Manual feed position operation -Capacity: Single antenna | A217.T712 | 3 | 插座位置: 轉桌盤面上 插座形式: RJ-45Giga x2, USB3.0 x2, DC2.1mm x2, ACx1 |  |  |  |  | 150 | [8 empty] | R2 | [14 empty] | #DIVIDE BY ZERO | #DIVIDE BY ZERO
[6 empty] | 饋源天線台-手動4軸向，Y軸行程90cm | B556-U-FeedY900M | [6 empty] | 150
3-量產 |  |  |  |  | A211.R | AE-T72 Auto feed antenna positioner | A217.T72 | 3 | [14 empty] | Inside height dimension: 1: 1.8 - 2.8m | [14 empty] | #DIVIDE BY ZERO | #DIVIDE BY ZERO
2-開發 | [5 empty] | AE-T72 Auto Feed Positioner -4 axis positioner: AZ/ X/ Y/ Z -Az: Travel ±10°with accuracy 0.5° -X axis: Travel ±100 mm with accuracy 0.5 mm -Y axis: Travel ±450 mm with accuracy 0.5 mm -Z axis: Travel ±100 mm with accuracy 0.5 mm -Electric control for feed position switch -Capacity: 3 antennas typically | A217.T721 | 3 | 插座位置: 轉桌盤面上 插座形式: RJ-45Giga x2, USB3.0 x2, DC2.1mm x2, ACx1 |  |  |  |  | 400 | [8 empty] | R2 | [14 empty] | #DIVIDE BY ZERO | #DIVIDE BY ZERO
[6 empty] | 饋源天線台-電動4軸向，Y軸行程90cm | B556-U-FeedY900 | [6 empty] | 400
2-開發 | [5 empty] | AE-T72 Auto Feed Positioner -4 axis positioner: AZ/ X/ Y/ Z -Az: Travel ±10°with accuracy 0.5° -X axis: Travel ±50 mm with accuracy 0.5 mm -Y axis: Travel ±150 mm with accuracy 0.5 mm -Z axis: Travel ±50 mm with accuracy 0.5 mm -Electric control for feed position switch -Capacity: 3 antennas typically | A217.T722 | 3 | 插座位置: 轉桌盤面上 插座形式: RJ-45Giga x2, USB3.0 x2, DC2.1mm x2, ACx1 |  |  |  |  | 150 | [8 empty] | R2 | [14 empty] | #DIVIDE BY ZERO | #DIVIDE BY ZERO
[6 empty] | 饋源天線台-電動4軸向，Y軸行程30cm | B556-U-FeedY300 | [6 empty] | 150
|  | Y |  |  | #UNPARSEABLE | AE-T8 Platform | A217.T3 | 1 |  |  |  | 1 | #UNPARSEABLE | #UNPARSEABLE | #BLOCKED |  |  |  | 0 | 式 |  |  | Q20108 Vietnam Viettel | #BLOCKED | #BLOCKED | #BLOCKED | 1300000 | #BLOCKED | #BLOCKED | #UNPARSEABLE | #BLOCKED | 60000 | #BLOCKED | #BLOCKED
3-量產 |  | Y |  |  | A217.PON | AE-C Controller | A217.C | 2 | 基本功能 |  |  | 1 | #UNPARSEABLE | #UNPARSEABLE | #BLOCKED |  |  |  | 0 | 式 |  |  |  | #BLOCKED | #BLOCKED | #BLOCKED | 1300000 | #BLOCKED | #BLOCKED | #UNPARSEABLE | #BLOCKED | 60000 | #BLOCKED | #BLOCKED
|  | Y |  |  | #UNPARSEABLE | AE-C1 Desktop IPC Controller | A217.C1 |  |  |  |  | 1 | #UNPARSEABLE | #UNPARSEABLE | #BLOCKED |  |  |  | 0 | 式 |  |  | Q20108 Vietnam Viettel | #BLOCKED | #BLOCKED | #BLOCKED | 1300000 | #BLOCKED | #BLOCKED | #UNPARSEABLE | #BLOCKED | 60000 | #BLOCKED | #BLOCKED
1-評估 |  |  |  |  | A211.R | AE-C11 Desktop IPC Controller & OS -CPU: Intel Core i5 Processor -OS: Windows 10 Enterprise 64 bit -Hard Drive 1000GB -RAM: 16Gb -Microsoft Excel -Mouse + keyboard | A217.C111 | 3 | [5 empty] | 34.79 | [8 empty] | M3 | [14 empty] | #DIVIDE BY ZERO | #DIVIDE BY ZERO
[6 empty] | 桌上型電腦 DELL Precision 3450 SFF CTO BASE | B185-D-P3450SFF |  | -Precision 3450 SFF CTO BASE 1.Intel Core i5-11500, 12 MB 快取記憶體, 6 核, 2.7 GHz to 4.6 GHz 2.1TB 7200rpm SATA 3.5吋 HDD 3.16GB (2x8GB) DDR4 UDIMM 非-ECC 記憶體 4.Windows 10 專業版 (64位元) 繁體中文 5.Microsoft Office 試用版(30 天) |  |  | 1 |  | 28.5
[6 empty] | Microsoft MS Excel 2019 | B166-M-Excel-2019 |  | MS Excel 2019 |  |  | 1 |  | 3.8
[6 empty] | 電腦顯示卡 技嘉 GV-N730D3-2GI | B183-P-GV-N730D3-2GI |  |  |  |  | 1 |  | 2.49
1-評估 |  |  |  |  | A211.R | AE-C11 Desktop IPC Controller & OS -CPU: Intel Core i5 Processor -OS: Windows 10 Enterprise 64 bit -Microsoft Excel -24" Monitor -Mouse + keyboard -GPIB card -19" Standard 41U rack | A217.C112 | 3 | [5 empty] | 79.09 | [8 empty] | M3 | [14 empty] | #DIVIDE BY ZERO | #DIVIDE BY ZERO
[6 empty] | 桌上型電腦 DELL Precision 3450 SFF CTO BASE | B185-D-P3450SFF |  | -Precision 3450 SFF CTO BASE 1.Intel Core i5-11500, 12 MB 快取記憶體, 6 核, 2.7 GHz to 4.6 GHz 2.1TB 7200rpm SATA 3.5吋 HDD 3.16GB (2x8GB) DDR4 UDIMM 非-ECC 記憶體 4.Windows 10 專業版 (64位元) 繁體中文 5.Microsoft Office 試用版(30 天) |  |  | 1 |  | 28.5
[6 empty] | GPIB Card -USB | B183-S-GPIB-USB |  | NI GPIB-USB-HS |  |  | 1 |  | 20 | [8 empty] | 沒有USB可以用PCI的
[6 empty] | Microsoft MS Excel 2019 | B166-M-Excel-2019 |  | MS Excel 2019 |  |  | 1 |  | 3.8
[6 empty] | 電腦顯示卡 技嘉 GV-N730D3-2GI | B183-P-GV-N730D3-2GI |  |  |  |  | 1 |  | 2.49
[6 empty] | 電腦螢幕24吋 | B185-P-Screen24 |  | 24吋 |  |  | 1 |  | 3.3
[6 empty] | 儀器櫃19吋41U | B116-J-JF41-75 |  | 19吋41U |  |  | 1 |  | 21
1-評估 |  |  |  |  | A211.R | AE-C11 Desktop IPC Controller & OS -CPU: Intel ® Core ™ i9-10900X 3.7GHz -OS: Windows 10 Enterprise 64 bit -Microsoft Excel -24" Monitor -Mouse + keyboard -GPIB card -19" Standard 25U rack | A217.C113 | 3 | [5 empty] | 220.2 | [8 empty] | M3 | [14 empty] | #DIVIDE BY ZERO | #DIVIDE BY ZERO
[6 empty] | 桌上型電腦 DELL Precision 5820 立式 XCTO Base Precision 5820 | B185-D-P5820 |  |  |  |  | 1 |  | 65
[6 empty] | GPIB Card -USB | B183-S-GPIB-USB |  | NI GPIB-USB-HS |  |  | 1 |  | 20 | [8 empty] | 沒有USB可以用PCI的
[6 empty] | 有線網路卡 10Gbps XG-C100C | B183-P-XG-C100C |  |  |  |  | 3 |  | 9
[6 empty] | 電腦顯示卡 技嘉 GV-N730D3-2GI | B183-P-GV-N730D3-2GI |  |  |  |  | 1 |  | 2.5
[6 empty] | Microsoft MS Excel 2019 | B166-M-Excel |  |  |  |  | 1 |  | 3.8
[6 empty] | 電腦螢幕 24吋 | B185-P-Screen24 |  | 24吋 |  |  | 1 |  | 3.3
[6 empty] | 儀器櫃19吋25U | B116-J-JF25-75 |  |  |  |  | 1 |  | 16.5
2-開發 |  |  |  |  | A211.R | AE-C11 Desktop IPC Controller & OS (TP only) -CPU: Intel ® Core ™ i9-10900X 3.7GHz -OS: Windows 10 Enterprise 64 bit -Hard Drive: M.2 256GB PCIe NVMe Class 4 -RAM: 16GB, 2x8GB, DDR4 UDIMM non-ECC -Microsoft Excel -24" Monitor -Mouse + keyboard -19" Standard 25U rack |  | 3 | [5 empty] | 100.1 | [8 empty] | M3 | [14 empty] | #DIVIDE BY ZERO | #DIVIDE BY ZERO
[6 empty] | 桌上型電腦 DELL Precision 5820 立式 XCTO Base Precision 5820 | B185-D-P5820 |  |  |  |  | 1 |  | 65
[6 empty] | 有線網路卡 10Gbps XG-C100C | B183-P-XG-C100C |  |  |  |  | 3 |  | 9
[6 empty] | 電腦顯示卡 技嘉 GV-N730D3-2GI | B183-P-GV-N730D3-2GI |  |  |  |  | 1 |  | 2.5
[6 empty] | Microsoft MS Excel 2019 | B166-M-Excel |  |  |  |  | 1 |  | 3.8
[6 empty] | 電腦螢幕 24吋 | B185-P-Screen24 |  | 24吋 |  |  | 1 |  | 3.3
[6 empty] | 儀器櫃19吋25U | B116-J-JF25-75 |  |  |  |  | 1 |  | 16.5
1-評估 |  |  |  |  | A211.R | AE-C11 Desktop IPC Controller & OS -CPU: Intel ® Core ™ i9-10900X 3.7GHz -OS: Windows 10 Enterprise 64 bit -Microsoft Excel -24" Monitor -Mouse + keyboard -19" Standard 25U rack | A217.C114 | 3 | [5 empty] | 80.3 | [8 empty] | M3 | [14 empty] | #DIVIDE BY ZERO | #DIVIDE BY ZERO
[6 empty] | 桌上型電腦 DELL Precision 5820 立式 XCTO Base Precision 5820 | B185-D-P5820 |  |  |  |  | 1 |  | 65
[6 empty] | 有線網路卡 10Gbps XG-C100C | B183-P-XG-C100C |  |  |  |  | 3 |  | 9
[6 empty] | Microsoft MS Excel 2019 | B166-M-Excel |  | MS Excel 2019 |  |  | 1 |  | 3.8
[6 empty] | 電腦顯示卡 技嘉 GV-N730D3-2GI | B183-P-GV-N730D3-2GI |  |  |  |  | 1 |  | 2.5
|  | Y |  |  | #UNPARSEABLE | AE-C2 IPC All-in-one Controller | A217.C2 |  |  |  |  | 1 | #UNPARSEABLE | #UNPARSEABLE | #BLOCKED |  |  |  | 0 | 式 |  |  | Q20108 Vietnam Viettel | #BLOCKED | #BLOCKED | #BLOCKED | 1300000 | #BLOCKED | #BLOCKED | #UNPARSEABLE | #BLOCKED | 60000 | #BLOCKED | #BLOCKED
1-評估 |  |  |  |  | A211.R | AE-C21 IPC All-in-one Controller & OS -CPU: Intel Core i5 Processor -OS: Windows 10 Enterprise 64 bit -Hard Drive 500GB -RAM: 8Gb -Microsoft Excel -GPIB card -15.6" panel monitor | A217.C211 |  | A2/R2 |  |  |  |  | 82.1 | [8 empty] | Inside height dimension: 1: 1.8 - 2.8m | [14 empty] | #DIVIDE BY ZERO | #DIVIDE BY ZERO
[6 empty] | Advantech Industry Computer PPC-315 | B185-A-PPC-315 |  |  |  |  | 1 |  | 58.3
[6 empty] | GPIB Card -USB NI GPIB-US | B183-S-GPIB-USB |  | NI GPIB-USB-HS |  |  | 1 |  | 20 | [8 empty] | 沒有USB可以用PCI的
[6 empty] | Microsoft MS Excel 2019 | B166-M-Excel |  | MS Excel 2019 |  |  | 1 |  | 3.8
1-評估 | 1 | 1 |  |  | A2 | SE-Shielding Enclosure Collection | A211 | 1 | 隔離室 |  |  | 1 | [5 empty] | 0 | 0 | #DIVIDE BY ZERO | 0% | 0% | 1/30前完成資料 Q21103
6 |  | Y |  |  | A211.PON | SE-R Shielding Room | A211.R | 1 |  |  |  | 1 | #UNPARSEABLE | #UNPARSEABLE | #BLOCKED |  |  |  | 0 | 式 |  |  | Q20108 Vietnam Viettel | #BLOCKED | #BLOCKED | #BLOCKED | 1300000 | #BLOCKED | #BLOCKED | #UNPARSEABLE | #BLOCKED | 60000 | #BLOCKED | #BLOCKED
3-量產 |  |  |  |  | A211.R | SE-R2 OTA Shielding Room (Middle) | A211.R2 | 3 | [14 empty] | Inside height dimension: 2: 2.9 - 5.2m | [14 empty] | #DIVIDE BY ZERO | #DIVIDE BY ZERO
3-量產 | [5 empty] | SE-R22-Width under 3m | A211.R22 | 1 | [14 empty] | Width 3m, (2.5 - 3.5 ) | [14 empty] | #DIVIDE BY ZERO | #DIVIDE BY ZERO
2-開發 | [5 empty] | SE-R22 Shielding Room (3.5/1.7/1.7) -Outside Dimension: L3.5 x W1.7 x H2.4m +/-5cm (include the shelf) -Shelf: H0.7m included wheels -Inside Dimension: L3.4 x W1.6 x H1.6m +/-5cm -Shielding effective: 30M - 18GHz > 100dB -Modular steel pan type by 2mm galvanized steel sheet -Painted on visual panel -Flat Shielding Swing Door Dimension W1.0 x H1.0 m Blade contact auto-latching -AB-X1 EPP Absorber Set Material: Expandable Polypropylene AB-X12: 30cm height pyramid absorber RoHS & REACH Compliant | A211.R221 | 1 | 確認A6-633尺寸‘ |  |  |  |  | 321.4 | [23 empty] | #DIVIDE BY ZERO | #DIVIDE BY ZERO
[6 empty] | A3 (3.5/1.7/1.7)電波隔離室 | B551-K-A3 |  | 鈑金外尺寸: 3.5(L)x3(W)x3(H)m. 隔離度:30M-18GHz>100dB. 半自動扇門:1.0(W)x2(H)m 高架金屬反射面加PVC |  |  | 1 |  | 320 | [8 empty] | Panel的接頭需廠商提供(18G SMA) | [14 empty] | #DIVIDE BY ZERO | #DIVIDE BY ZERO
[6 empty] | 卡點西德 Atenlab LOGO 60cm | B253-A-LOGO-60 |  | Atenlab_寬60 cm |  |  | 2 |  | 1.4 | [23 empty] | #DIVIDE BY ZERO | #DIVIDE BY ZERO
2-開發 | [5 empty] | SE-R22 Shielding Room (3.5/1.7/1.7) (Door on short wall) -Outside Dimension: L3.5 x W1.7 x H2.4m +/-5cm (include the shelf) -Shelf: H0.7m included wheels -Inside Dimension: L3.4 x W1.6 x H1.6m +/-5cm -Shielding effective: 30M - 18GHz > 100dB -Modular steel pan type by 2mm galvanized steel sheet -Painted on visual panel -Flat Shielding Swing Door Dimension W1.0 x H1.0 m Blade contact auto-latching -AB-X1 EPP Absorber Set Material: Expandable Polypropylene AB-X12: 30cm height pyramid absorber RoHS & REACH Compliant | A211.R225 | 1 | 確認A6-633尺寸‘ |  |  |  |  | 0 | [23 empty] | #DIVIDE BY ZERO | #DIVIDE BY ZERO
1-評估 | [5 empty] | SE-R22 Shielding Room (5/2.5/2.5) -Outside Dimension: L5.0 x W2.5 x H2.5m +/-5cm -Inside Dimension: L4.9 x W2.4 x H2.4m +/-5cm -Shielding effective: 30M - 18GHz > 100dB -Modular steel pan type by 2mm galvanized steel sheet -Steel pillar for self support structure -Painted on visual pane | A211.R222 | 1 | 確認A6-633尺寸‘ |  |  |  |  | 681.4 | [23 empty] | #DIVIDE BY ZERO | #DIVIDE BY ZERO
[6 empty] | A6 (5/2.5/2.5)電波隔離室 | B551-K-A6S1 |  | 鈑金外尺寸: 3.5(L)x3(W)x3(H)m. 隔離度:30M-18GHz>100dB. 半自動扇門:1.0(W)x2(H)m 高架金屬反射面加PVC |  |  | 1 |  | 680 | [8 empty] | Panel的接頭需廠商提供(18G SMA) | [14 empty] | #DIVIDE BY ZERO | #DIVIDE BY ZERO
[6 empty] | 卡點西德 Atenlab LOGO 60cm | B253-A-LOGO-60 |  | Atenlab_寬60 cm |  |  | 2 |  | 1.4 | [23 empty] | #DIVIDE BY ZERO | #DIVIDE BY ZERO
2-開發 | [5 empty] | SE-R22 Shielding Room (5/3/2.5) -Outside Dimension: L5.0 x W3.0 x H2.5m +/-5cm -Inside Dimension: L4.9 x W2.9 x H2.4m +/-5cm -Shielding effective: 30M - 18GHz > 100dB -Modular steel pan type by 2mm galvanized steel sheet -Steel pillar for self support structure -Painted on visual pane | A211.R223 | 1 | 確認A6-633尺寸‘ |  |  |  |  | 751.4 | [23 empty] | #DIVIDE BY ZERO | #DIVIDE BY ZERO
[6 empty] | A6 (5/3/2.5)電波隔離室 | B551-K-A6S2 |  | 鈑金外尺寸: 3.5(L)x3(W)x3(H)m. 隔離度:30M-18GHz>100dB. 半自動扇門:1.0(W)x2(H)m 高架金屬反射面加PVC |  |  | 1 |  | 750 | [8 empty] | Panel的接頭需廠商提供(18G SMA) | [14 empty] | #DIVIDE BY ZERO | #DIVIDE BY ZERO
[6 empty] | 卡點西德 Atenlab LOGO 60cm | B253-A-LOGO-60 |  | Atenlab_寬60 cm |  |  | 2 |  | 1.4 | [23 empty] | #DIVIDE BY ZERO | #DIVIDE BY ZERO
2-開發 | [5 empty] | SE-R22 Shielding Room (6/4/3) -Outside Dimension: L6.0 x W3.8 x H2.9m +/-5cm -Inside Dimension: L5.9 x W3.7 x H2.6m +/-5cm -Shielding effective: 30M - 18GHz > 100dB -Modular steel pan type by 2mm galvanized steel sheet -Steel pillar for self support structure -Painted on visual pane | A211.R224 | 1 | 確認A6-633尺寸‘ |  |  |  |  | 551.4 | [23 empty] | #DIVIDE BY ZERO | #DIVIDE BY ZERO
[6 empty] | R3 (4/2.5/2.5)電波隔離室 | B551-K-R3 |  | 鈑金外尺寸: 3.5(L)x3(W)x3(H)m. 隔離度:30M-18GHz>100dB. 半自動扇門:1.0(W)x2(H)m 高架金屬反射面加PVC |  |  | 1 |  | 550 | [8 empty] | Panel的接頭需廠商提供(18G SMA) | [14 empty] | #DIVIDE BY ZERO | #DIVIDE BY ZERO
[6 empty] | 卡點西德 Atenlab LOGO 60cm | B253-A-LOGO-60 |  | Atenlab_寬60 cm |  |  | 2 |  | 1.4 | [23 empty] | #DIVIDE BY ZERO | #DIVIDE BY ZERO
3-量產 | [5 empty] | SE-R23-Width 3m | A211.R23 | 1 | [14 empty] | Width 3m, (2.5 - 3.5 ) | [14 empty] | #DIVIDE BY ZERO | #DIVIDE BY ZERO
1-評估 | [5 empty] | SE-R23 Shielding Room (A6 6/3/3) -Outside Dimension: L6.0 x W3.0 x H3.0m +/-5cm -Inside Dimension: L5.9 x W2.9 x H2.9m +/-5cm -Shielding effective: 30M - 18GHz > 100dB -Modular steel pan type by 2mm galvanized steel sheet -Steel pillar for self support structure -Painted on visual panel" | A211.R231 | 1 | 確認A6-633尺寸 |  |  |  |  | 801.4 | [8 empty] | A6 | [14 empty] | #DIVIDE BY ZERO | #DIVIDE BY ZERO
[6 empty] | A6(6/3/3)電波暗室 | B561-K-A6-633.0 |  | 鈑金外尺寸: 3.5(L)x3(W)x3(H)m. 隔離度:30M-18GHz>100dB. 半自動扇門:1.0(W)x2(H)m 高架金屬反射面加PVC |  |  | 1 |  | 800 | [8 empty] | Panel的接頭需廠商提供(18G SMA) | [14 empty] | #DIVIDE BY ZERO | #DIVIDE BY ZERO
[6 empty] | 卡點西德 Atenlab LOGO 60cm | B253-A-LOGO-60 |  | Atenlab_寬60 cm |  |  | 2 |  | 1.4 | [23 empty] | #DIVIDE BY ZERO | #DIVIDE BY ZERO
1-評估 | [5 empty] | SE-R23 Shielding Room (A6 6/4/3) -Outside Dimension: L6.0 x W3.8 x H2.9m +/-5cm -Inside Dimension: L5.9 x W3.7 x H2.6m +/-5cm -Shielding effective: 30M - 18GHz > 100dB -Modular steel pan type by 2mm galvanized steel sheet -Steel pillar for self support structure -Painted on visual panel" |  | 1 | 確認A6-633尺寸 |  |  |  |  | 0 | [8 empty] | A6 | [14 empty] | #DIVIDE BY ZERO | #DIVIDE BY ZERO
2-開發 | [5 empty] | SE-R23 Shielding Room (R6 6/3/3) (60cmQZ) (A6 6/3/3) -Outside Dimension: L6.0 x W3.4 x H2.8m +/-5cm -Inside Dimension: L5.9 x W3.3 x H2.5m +/-5cm -Shielding effective: 0.03 GHz - 50GHz > 100dB -Modular steel pan type by 2mm galvanized steel sheet -Steel pillar for self support structure -Painted on visual panel | A211.R232 | 1 | 確認A6-633尺寸 |  |  |  |  | 0 | [8 empty] | A6 | [14 empty] | #DIVIDE BY ZERO | #DIVIDE BY ZERO
3-量產 | [5 empty] | SE-R24-Width 4m | A211.R24 | 1 | [14 empty] | Width 4m, (3.6 - 4.5 ) | [14 empty] | #DIVIDE BY ZERO | #DIVIDE BY ZERO
2-開發 | [5 empty] | SE-R24 Shielding enclosure(8/4/4) -Outside Dimension: L8.2 x W4.1x H4.1m +/-5cm -Inside Dimension: L7.9 x W3.8 x H3.8m +/-5cm -Shielding effective: 30M - 18GHz > 100dB -Modular steel pan type by 2mm galvanized steel sheet -Steel pillar for self support structure -Painted on visual panel | A211.R242 | 1 | [5 empty] | 981.4 | [23 empty] | #DIVIDE BY ZERO | #DIVIDE BY ZERO
[6 empty] | A8 (844)電波隔離室 | B551-K-A8 |  | 鈑金外尺寸: 3.5(L)x3(W)x3(H)m. 隔離度:30M-18GHz>100dB. 半自動扇門:1.0(W)x2(H)m 高架金屬反射面加PVC |  |  | 1 |  | 980 | [8 empty] | Panel的接頭需廠商提供(18G SMA) | [14 empty] | #DIVIDE BY ZERO | #DIVIDE BY ZERO
[6 empty] | 卡點西德 Atenlab LOGO 60cm | B253-A-LOGO-60 |  | Atenlab_寬60 cm |  |  | 2 |  | 1.4 | [23 empty] | #DIVIDE BY ZERO | #DIVIDE BY ZERO
2-開發 | [5 empty] | SE-R24 Shielding Room (7/4/3) -Outside Dimension: L7.2 x W4.0 x H2.9m +/-5cm -Inside Dimension: L7.1 x W3.9 x H2.6m +/-5cm -Shielding effective: 30M - 18GHz > 100dB -Modular steel pan type by 2mm galvanized steel sheet -Steel pillar for self support structure -Painted on visual panel | A211.R243 | 1 | [5 empty] | 851.4 | [8 empty] | A6 | [14 empty] | #DIVIDE BY ZERO | #DIVIDE BY ZERO
[6 empty] | A6 (7/4/3)電波隔離室 | B551-K-A6S3 |  | 鈑金外尺寸: 3.5(L)x3(W)x3(H)m. 隔離度:30M-18GHz>100dB. 半自動扇門:1.0(W)x2(H)m 高架金屬反射面加PVC |  |  | 1 |  | 850 | [8 empty] | Panel的接頭需廠商提供(18G SMA) | [14 empty] | #DIVIDE BY ZERO | #DIVIDE BY ZERO
[6 empty] | 卡點西德 Atenlab LOGO 60cm | B253-A-LOGO-60 |  | Atenlab_寬60 cm |  |  | 2 |  | 1.4 | [23 empty] | #DIVIDE BY ZERO | #DIVIDE BY ZERO
0-未開 | [5 empty] | SE-R24 Shielding Room (R3 6/3/3) -Outside Dimension: L6.0 x W3.0 x H3.0m +/-5cm -Inside Dimension: L5.9 x W2.9 x H2.9m +/-5cm -Shielding effective: 30M - 18GHz > 100dB -Modular steel pan type by 2mm galvanized steel sheet -Steel pillar for self support structure -Painted on visual panel | A211.R245 | 1 | [5 empty] | 901.4 | [8 empty] | 反射面F/D = 0.5, 因此尺寸較大 R8的反射面F/D = 0.41665 | [14 empty] | #DIVIDE BY ZERO | #DIVIDE BY ZERO
[6 empty] | R3 (6/3/3)電波隔離室 | B551-K-R3 |  | 鈑金外尺寸: 3.5(L)x3(W)x3(H)m. 隔離度:30M-18GHz>100dB. 半自動扇門:1.0(W)x2(H)m 高架金屬反射面加PVC |  |  | 1 |  | 900 | [8 empty] | Panel的接頭需廠商提供(18G SMA) | [14 empty] | #DIVIDE BY ZERO | #DIVIDE BY ZERO
[6 empty] | 卡點西德 Atenlab LOGO 60cm | B253-A-LOGO-60 |  | Atenlab_寬60 cm |  |  | 2 |  | 1.4 | [23 empty] | #DIVIDE BY ZERO | #DIVIDE BY ZERO
2-開發 | [5 empty] | SE-R24 Shielding Room (R6 10/4.7/3.5) (90cmQZ) -Outside Dimension: L10.0 x W4.7 x H3.5m +/-5cm -Inside Dimension: L9.9 x W4.4 x H3.2m +/-5cm -Shielding effective: 0.03 GHz - 50GHz > 100dB -Modular steel pan type by 2mm galvanized steel sheet -Steel pillar for self support structure -Painted on visual panel | A211.R246 | 1 | [5 empty] | 1501.4 | [8 empty] | 內長 970cm (反射面支架深50; 反射面焦距270; 焦點到靜區距離400(1.5倍焦距); 靜區深度90, 後牆距離 160) 內寬 430cm (反射面寬度210; 反射面到焦點距離60, 焦點到側牆距離100; 反射面到另一側牆距離60) 內高 330cm (反射面高度210; 反射面邊緣與天花板(地板)距離60) | [14 empty] | #DIVIDE BY ZERO | #DIVIDE BY ZERO
[6 empty] | R6 (10/4.6/3.6)電波隔離室 | B551-K-R6 |  |  |  |  | 1 |  | 1500 | [8 empty] | Panel的接頭需廠商提供(18G SMA) | [14 empty] | #DIVIDE BY ZERO | #DIVIDE BY ZERO
[6 empty] | 卡點西德 Atenlab LOGO 60cm | B253-A-LOGO-60 |  | Atenlab_寬60 cm |  |  | 2 |  | 1.4 | [23 empty] | #DIVIDE BY ZERO | #DIVIDE BY ZERO
3-量產 | [5 empty] | SE-R25-Width 5m | A211.R25 | 1 | [14 empty] | Width 4m, (3.6 - 4.5 ) | [14 empty] | #DIVIDE BY ZERO | #DIVIDE BY ZERO
2-開發 | [5 empty] | SE-R25 Shielding Room (R8 10/5/4) (120cmQZ) -Outside Dimension: L10.0 x W5.2 x H4.1m +/-5cm -Inside Dimension: L9.9 x W4.9 x H3.8m +/-5cm -Shielding effective: 0.03 GHz - 50GHz > 100dB -Modular steel pan type by 2mm galvanized steel sheet -Steel pillar for self support structure -Painted on visual panel | A211.R251 | 1 | [5 empty] | 0 | [8 empty] | 內長 970cm (反射面支架深50; 反射面焦距270; 焦點到靜區距離400(1.5倍焦距); 靜區深度90, 後牆距離 160) 內寬 430cm (反射面寬度210; 反射面到焦點距離60, 焦點到側牆距離100; 反射面到另一側牆距離60) 內高 330cm (反射面高度210; 反射面邊緣與天花板(地板)距離60) | [14 empty] | #DIVIDE BY ZERO | #DIVIDE BY ZERO
3-量產 |  |  |  |  | A211.R | SE-R4 Cubic Shielding Room | A211.R4 | 3 | [14 empty] | Inside height dimension: 3: 5.7m 以上 | [14 empty] | #DIVIDE BY ZERO | #DIVIDE BY ZERO
[6 empty] | SE-R43-Width 3m | A211.R43 | 1 | [14 empty] | Width 3m | [14 empty] | #DIVIDE BY ZERO | #DIVIDE BY ZERO
1-評估 | [5 empty] | SE-R23 Cubic Shielding Room (M3-0.8m-compact size) -Outside Dimension: L3.0 x W2.7 x H2.7m +/-5cm -Inside Dimension: L2.9 x W2.6 x H2.6m +/-5cm -Shielding effective: 30M - 18GHz > 100dB -Modular steel pan type by 2mm galvanized steel sheet -Steel pillar for self support structure -Painted on visual panel | A211.R431 | 1 |  |  |  | 1 | [10 empty] | M3-0.8m-compact size | [14 empty] | #DIVIDE BY ZERO | #DIVIDE BY ZERO
1-評估 | [5 empty] | SE-R23 Cubic Shielding Room (M-Class-1.0m-333) -Outside Dimension: L3.0x W3.0 x H3.2m +/-5cm (include H-beam) -Inside Dimension: L2.9 x W2.9 x H2.9m +/-5cm -Shielding effective: 30M - 18GHz > 100dB -Modular steel pan type by 2mm galvanized steel sheet -Steel pillar for self support structure -Painted on visual panel | A211.R432 | 1 |  |  |  | 1 |  | 601.4 | [8 empty] | M-Class-1.0m | [14 empty] | #DIVIDE BY ZERO | #DIVIDE BY ZERO
[6 empty] | M-Class-1.0m-333 電波隔離室 | B551-K-M333 |  | 鈑金外尺寸: 3.5(L)x3(W)x3(H)m. 隔離度:30M-18GHz>100dB. 半自動扇門:1.0(W)x2(H)m 高架金屬反射面加PVC |  |  | 1 |  | 600 | [8 empty] | Panel的接頭需廠商提供(18G SMA) | [14 empty] | #DIVIDE BY ZERO | #DIVIDE BY ZERO
[6 empty] | 卡點西德 Atenlab LOGO 60cm | B253-A-LOGO-60 |  | Atenlab_寬60 cm |  |  | 2 |  | 1.4 | [23 empty] | #DIVIDE BY ZERO | #DIVIDE BY ZERO
3-量產 | [5 empty] | SE-R44-Width 4m | A211.R44 | 1 | [14 empty] | Width 4m | [14 empty] | #DIVIDE BY ZERO | #DIVIDE BY ZERO
1-評估 | [5 empty] | SE-R24 Cubic Shielding Room (M-Class-1.5m-444) -Outside Dimension: L4.2 x W4.2 x H4.2m +/-5cm (include beam-column) -Inside Dimension: L3.9 x W3.9 x H3.9m +/-5cm -Shielding effective: 30M - 18GHz > 100dB -Modular steel pan type by 2mm galvanized steel sheet -Steel pillar for self support structure -Painted on visual panel | A211.R441 | 1 |  |  |  | 1 |  | 701.4 | [8 empty] | M-Class-1.5m | [14 empty] | #DIVIDE BY ZERO | #DIVIDE BY ZERO
[6 empty] | M-Class-1.5m-444 | B551-K-M444 |  | 4000X4000X4000 含電動隔離門，吸波材黏貼，M環安裝。 |  |  | 1 |  | 700 | [8 empty] | Panel的接頭需廠商提供(18G SMA) | [14 empty] | #DIVIDE BY ZERO | #DIVIDE BY ZERO
[6 empty] | 卡點西德 Atenlab LOGO 60cm | B253-A-LOGO-60 |  | Atenlab_寬60 cm |  |  | 2 |  | 1.4 | [23 empty] | #DIVIDE BY ZERO | #DIVIDE BY ZERO
3-量產 | [5 empty] | SE-R45-Width 5m | A211.R45 | 1 | [14 empty] | Width 5m | [14 empty] | #DIVIDE BY ZERO | #DIVIDE BY ZERO
1-評估 | [5 empty] | SE-R25 Cubic Shielding Room (M-Class-2.0m-555) -Outside Dimension: L5.2 x W5.2 x H5.2m +/-5cm (include beam-column) -Inside Dimension: L4.9 x W4.9 x H4.9m +/-5cm -Shielding effective: 30M - 18GHz > 100dB -Modular steel pan type by 2mm galvanized steel sheet -Steel pillar for self support structure -Painted on visual panel | A211.R451 | 1 |  |  |  | 1 |  | 1051.4 | [8 empty] | M-Class-2.0m | [14 empty] | #DIVIDE BY ZERO | #DIVIDE BY ZERO
[6 empty] | M-Class-2.0m-555 電波隔離室 | B551-K-M555 |  | 5000X5000X5000 含電動隔離門，吸波材黏貼，M環安裝。 |  |  | 1 |  | 1050 | [8 empty] | Panel的接頭需廠商提供(18G SMA) | [14 empty] | #DIVIDE BY ZERO | #DIVIDE BY ZERO
[6 empty] | 卡點西德 Atenlab LOGO 60cm | B253-A-LOGO-60 |  | Atenlab_寬60 cm |  |  | 2 |  | 1.4 | [23 empty] | #DIVIDE BY ZERO | #DIVIDE BY ZERO
6 |  | Y |  |  | A211.PON | SE-B Shielding Box | A211.B | 2 | A211.211031 |  |  | 1 | #UNPARSEABLE | #UNPARSEABLE | #BLOCKED |  |  |  | 0 | 式 |  |  | Q21103 | #BLOCKED | #BLOCKED | #BLOCKED | 1300000 | #BLOCKED | #BLOCKED | #UNPARSEABLE | #BLOCKED | 60000 | #BLOCKED | #BLOCKED
6 |  |  |  |  | A211.B | SE-B1 Single Box | A211.B1 | [30 empty] | #DIVIDE BY ZERO | #DIVIDE BY ZERO
1-評估 | [5 empty] | SE-B13 Shielding Box (for throughput) -Shielding enclosures dimension: L70 x W70 x H120 +/-5cm -Shielding swing door: W40 x H40 cm, auto-latching x1 -Shielding effective: 2.0 GHz - 8.0 GHz > 80 dB -Signal filter: RJ-45 10Gbps x5, RJ-45 1Gbps filter x1, USB3.0 x2, USB2.0 x1 -Power filter: 100-280VAC single phase 2 wire 16A x2 -Honeycomb Air Vent: Dimension: 0.1 x 0.1m (L/W) x1 -Painted on visual panel | A211.B131 | [6 empty] | 140 | [23 empty] | #DIVIDE BY ZERO | #DIVIDE BY ZERO
[6 empty] | TP系統隔離箱 | B551-K1-21119 |  |  |  |  | 1 |  | 140 | [23 empty] | #DIVIDE BY ZERO | #DIVIDE BY ZERO
[6 empty] | SE-B13 Shielding Box (2 chambers) -Shielding enclosures dimension: D70 x W90 x H120 +/-5cm -Shielding swing door: W60 x H40 cm, auto-latching x1 -Shielding effective: 2.0 GHz - 8.0 GHz > 100 dB -Honeycomb Air Vent: Dimension: 0.1 x 0.1m (L/W) x1 -Painted on visual panel | A211.B010 | [30 empty] | #DIVIDE BY ZERO | #DIVIDE BY ZERO
[6 empty] | SE-B13 Shielding Box (3 chambers) -Shielding enclosures dimension: D70 x W90 x H180 +/-5cm -Shielding swing door: W60 x H40 cm, auto-latching x1 -Shielding effective: 2.0 GHz - 8.0 GHz > 100 dB -Honeycomb Air Vent: Dimension: 0.1 x 0.1m (L/W) x1 -Painted on visual panel | A211.B011 | [30 empty] | #DIVIDE BY ZERO | #DIVIDE BY ZERO
6 |  |  |  |  | A211.B | SE-A1 Access panel | A211.B07 | [30 empty] | #DIVIDE BY ZERO | #DIVIDE BY ZERO
[6 empty] | SE-A12 Access panel -Dimension: H30 x W30 cm -SMA Jack to Jack x 6 | A211.B070 | [30 empty] | #DIVIDE BY ZERO | #DIVIDE BY ZERO
[6 empty] | SE-A12 Access panel -Dimension: H30 x W30 cm -SMA Jack to Jack x 10 | A211.B071 | [30 empty] | #DIVIDE BY ZERO | #DIVIDE BY ZERO
6 |  |  |  |  | A211.B | SE-F Power filter | A211.B15 | [30 empty] | #DIVIDE BY ZERO | #DIVIDE BY ZERO
[6 empty] | SE-F19 Power filter set -Power filter: 100-280VAC single phase 2 wire 6A x2 | A211.B150 | [30 empty] | #DIVIDE BY ZERO | #DIVIDE BY ZERO
[6 empty] | SE-F19 Power filter set -Power filter: 100-280VAC single phase 2 wire 6A x3 | A211.B151 | [30 empty] | #DIVIDE BY ZERO | #DIVIDE BY ZERO
6 |  |  |  |  | A211.B | SE-F29 Signal filter | A211.B17 | [30 empty] | #DIVIDE BY ZERO | #DIVIDE BY ZERO
[6 empty] | SE-F29 Signal filter set -Signal filter: RJ-45 10Gbps x4, RJ-45 1Gbps filter x1, USB3.0 x2, USB2.0 x1 | A211.B170 | [30 empty] | #DIVIDE BY ZERO | #DIVIDE BY ZERO
[6 empty] | SE-F29 Signal filter set -Signal filter: RJ-45 10Gbps x6, RJ-45 1Gbps filter x1, USB3.0 x2, USB2.0 x1 | A211.B171 | [30 empty] | #DIVIDE BY ZERO | #DIVIDE BY ZERO
3-量產 |  |  |  |  | A211.B | SE-B5 Anechoic Vertical Box System | A211.B5 | [30 empty] | #DIVIDE BY ZERO | #DIVIDE BY ZERO
1-評估 | [5 empty] | SE-B55 Vertical Shielding Box (R2) -Outside Dimension: L117 x W78 x H190cm -Shielding effective: 0.5 GHz - 50GHz > 100dB -4 wheels for moving -Weight: 400kg include the positioner -Flat Shielding Swing Door Dimension W50 x H56 cm Blade contact auto-latching -AB-X1 EPP Absorber Set Material: Expandable Polypropylene AB-X12: 5cm height pyramid absorber AB-X14: 3cm height flatten absorber RoHS & REACH Compliant | A211.B551 | [6 empty] | 710.2 | [23 empty] | #DIVIDE BY ZERO | #DIVIDE BY ZERO
[6 empty] | R2 電波隔離室 | B551-U-R2 |  | 外尺寸 1.2 x 0.8 x 1.9 m (Upright) (±0.02m) |  |  | 1 |  | 710 | [23 empty] | #DIVIDE BY ZERO | #DIVIDE BY ZERO
[6 empty] | 卡點西德 Atenlab LOGO 18cm | B253-A-LOGO-18 |  |  |  |  | 2 |  | 0.2 | [23 empty] | #DIVIDE BY ZERO | #DIVIDE BY ZERO
1-評估 | [5 empty] | SE-B52 Vertical Shielding Box (A2) -Outside Dimension: L117 x W78 x H190cm -Shielding effective: 0.5 GHz - 50GHz > 100dB -4 wheels for moving -Weight: 400kg include the positioner -Flat Shielding Swing Door Dimension W50 x H56 cm Blade contact auto-latching -AB-X1 EPP Absorber Set Material: Expandable Polypropylene AB-X12: 5cm height pyramid absorber AB-X14: 3cm height flatten absorber RoHS & REACH Compliant | A211.B521 | [6 empty] | 710.2 | [23 empty] | #DIVIDE BY ZERO | #DIVIDE BY ZERO
[6 empty] | A2 電波隔離室 | B551-U-A2 |  | 外尺寸 1.2 x 0.8 x 1.9 m (Upright) (±0.02m) |  |  | 1 |  | 710 | [23 empty] | #DIVIDE BY ZERO | #DIVIDE BY ZERO
[6 empty] | 卡點西德 Atenlab LOGO 18cm | B253-A-LOGO-18 |  |  |  |  | 2 |  | 0.2 | [23 empty] | #DIVIDE BY ZERO | #DIVIDE BY ZERO
2-開發 | [5 empty] | SE-B52 Vertical Shielding Box (A1) -Outside Dimension: L117 x W78 x H190cm -Shielding effective: 0.5 GHz - 18GHz > 100dB -4 wheels for moving -Weight: 400kg include the positioner -Auto-latching shielding Swing Door: W0.5 x H0.56m | A211.B522 | [6 empty] | 0 | [23 empty] | #DIVIDE BY ZERO | #DIVIDE BY ZERO
2-開發 | [5 empty] | SE-B52 Vertical Shielding Box (A1) -Outside Dimension: D78 x W78 x H100 cm -Shielding effective: 0.5 GHz - 50GHz > 100dB -Painted on visual panel -Flat Shielding Swing Door Dimension W50 x H56 cm Blade contact auto-latching -Shelf: 70 cm ( include 10cm wheel height ) -Material: Expandable Polypropylene -AB-X12: 5cm height pyramid absorber -AB-X14: 3cm height flatten absorber -RoHS & REACH Compliant | A211.B523 | [6 empty] | 0 | [23 empty] | #DIVIDE BY ZERO | #DIVIDE BY ZERO
2-開發 | [5 empty] | SE-B55 Vertical Shielding Box (R1) -Outside Dimension: D75 x W110 x H135 cm -Shielding effective: 0.5 GHz - 18GHz > 100dB, 18 GHz - 50GHz > 100dB -Painted on visual panel -Auto-latching shielding Swing Door: W57 x H97 cm -Shelf: H0.45m ( include 10cm wheel height ) H32 AB-X1 EPP Absorber Set (R1 D75 x W110 x H135 cm) -Material: Expandable Polypropylene -AB-X12: 5cm height pyramid absorber -AB-X14: 3cm height flatten absorber -RoHS & REACH Compliant | A211.B552 | [6 empty] | 0 | [23 empty] | #DIVIDE BY ZERO | #DIVIDE BY ZERO
[5 empty] | A211.B | ODM/OEM Shielding box | A211.B8 | [15 empty] | Q21103 | [14 empty] | #DIVIDE BY ZERO | #DIVIDE BY ZERO
[5 empty] | A211.B | SE-B9 Shielding Box Refit | A211.B9 | [30 empty] | #DIVIDE BY ZERO | #DIVIDE BY ZERO
3-量產 |  | Y |  |  | A211.PON | SE-D Shielding door | A211.D | 2 |  |  |  | 1 | #UNPARSEABLE | #UNPARSEABLE | #BLOCKED |  |  |  | 0 | 式 |  |  |  | #BLOCKED | #BLOCKED | #BLOCKED | 1300000 | #BLOCKED | #BLOCKED | #UNPARSEABLE | #BLOCKED | 60000 | #BLOCKED | #BLOCKED
3-量產 |  |  |  |  | A211.D | SE-D1 - Manually | A211.D1 | [30 empty] | #DIVIDE BY ZERO | #DIVIDE BY ZERO
1-評估 |  |  |  |  | A211.D1 | SE-D11 Flat Shielding Swing Door -Dimension W50 x H56 cm -Blade contact manual operate -Shielding effective: 30 GHz - 18GHz > 80dB | A211.D121 | [15 empty] | R2 | [14 empty] | #DIVIDE BY ZERO | #DIVIDE BY ZERO
|  | 0 |  |  | A173.A05 | 由隔離室供應商提供 | [5 empty] | 2 | [10 empty] | R2 |  |  | #DIVIDE BY ZERO |  | 0 | #DIVIDE BY ZERO | #UNPARSEABLE | #BLOCKED |  | 0 | #DIVIDE BY ZERO | 0 | 0 | 0 | #DIVIDE BY ZERO | #DIVIDE BY ZERO
3-量產 |  |  |  |  | A211.D | SE-D2 - Auto Latching Flat | A211.D2 |  | D21-Box D22-Room | [28 empty] | #DIVIDE BY ZERO | #DIVIDE BY ZERO
2-開發 |  | 1 |  |  | A173.A05 | SE-D22 Flat Shielding Swing Door -Dimension W1.0 x H2.0m -Blade contact auto-latching -Manual operation for emergency | A211.D221 |  | 確認A6-633尺寸 |  |  | 1 |  | 6.2 | [8 empty] | A6/ M3 | 6.2 |  | #DIVIDE BY ZERO |  | -6.2 | #DIVIDE BY ZERO | #UNPARSEABLE | #BLOCKED |  | -0.20667 | #DIVIDE BY ZERO | 0 | 0 | 0 | #DIVIDE BY ZERO | #DIVIDE BY ZERO
|  | 0 |  |  | A173.A05 | OTA系列隔離門把手(鋁合金一體成型) | B563-O-A1 |  | 材質 : 5系列鋁合金, 960R圓弧, 鎖點中心孔距431mm (含所有配件與手動金屬飾板) |  |  | 1 |  | 6.2 | [9 empty] | 6.2 |  | #DIVIDE BY ZERO |  | -6.2 | #DIVIDE BY ZERO | #UNPARSEABLE | #BLOCKED |  | -0.20667 | #DIVIDE BY ZERO | 0 | 0 | 0 | #DIVIDE BY ZERO | #DIVIDE BY ZERO
2-開發 |  | 0 |  |  | A173.A05 | SE-D215 Flat Shielding Swing Door -Dimension W0.5 x H1.0m -Blade contact auto-latching -Unlock door during power outage -Anti-pinch sensor -Drawer type door can be replaced(40x40cm) | A211.D215 |  | 確認A6-633尺寸 |  |  | 1 |  | 0 | [8 empty] | A6/ M3 | 0 |  | #DIVIDE BY ZERO |  | 0 | #DIVIDE BY ZERO | #UNPARSEABLE | #BLOCKED |  | 0 | #DIVIDE BY ZERO | 0 | 0 | 0 | #DIVIDE BY ZERO | #DIVIDE BY ZERO
2-開發 |  | 1 |  |  | A173.A05 | SE-D22 Flat Shielding Swing Door (R2/A2 set) -Dimension W50 x H56 cm -Blade contact auto-latching | A211.D211 | [6 empty] | 0 | [8 empty] | R2 | 0 |  | #DIVIDE BY ZERO |  | 0 | #DIVIDE BY ZERO | #UNPARSEABLE | #BLOCKED |  | 0 | #DIVIDE BY ZERO | 0 | 0 | 0 | #DIVIDE BY ZERO | #DIVIDE BY ZERO
|  | 0 |  |  | A173.A05 | 由隔離室供應商提供 | [5 empty] | 2 | [10 empty] | R2 |  |  | #DIVIDE BY ZERO |  | 0 | #DIVIDE BY ZERO | #UNPARSEABLE | #BLOCKED |  | 0 | #DIVIDE BY ZERO | 0 | 0 | 0 | #DIVIDE BY ZERO | #DIVIDE BY ZERO
2-開發 |  | 1 |  |  | A173.A05 | SE-D21 Flat Shielding Swing Door -Dimension W1.0 x H1.0m -Blade contact auto-latching | A211.D212 |  |  |  |  | 1 |  | 6.2 | [9 empty] | 6.2 |  | #DIVIDE BY ZERO |  | -6.2 | #DIVIDE BY ZERO | #UNPARSEABLE | #BLOCKED |  | -0.20667 | #DIVIDE BY ZERO | 0 | 0 | 0 | #DIVIDE BY ZERO | #DIVIDE BY ZERO
|  | 0 |  |  | A173.A05 | OTA系列隔離門把手(鋁合金一體成型) | B563-O-A1 |  | 材質 : 5系列鋁合金, 960R圓弧, 鎖點中心孔距431mm (含所有配件與手動金屬飾板) |  |  | 1 |  | 6.2 | [9 empty] | 6.2 |  | #DIVIDE BY ZERO |  | -6.2 | #DIVIDE BY ZERO | #UNPARSEABLE | #BLOCKED |  | -0.20667 | #DIVIDE BY ZERO | 0 | 0 | 0 | #DIVIDE BY ZERO | #DIVIDE BY ZERO
2-開發 |  | 1 |  |  | A173.A05 | SE-D21 Flat Shielding Swing Door -Dimension W1.5 x H2.0m -Blade contact auto-latching -Manual operation for emergency | A211.D222 |  |  |  |  | 1 |  | 6.2 | [9 empty] | 6.2 |  | #DIVIDE BY ZERO |  | -6.2 | #DIVIDE BY ZERO | #UNPARSEABLE | #BLOCKED |  | -0.20667 | #DIVIDE BY ZERO | 0 | 0 | 0 | #DIVIDE BY ZERO | #DIVIDE BY ZERO
|  | 0 |  |  | A173.A05 | OTA系列隔離門把手(鋁合金一體成型) | B563-O-A1 |  | 材質 : 5系列鋁合金, 960R圓弧, 鎖點中心孔距431mm (含所有配件與手動金屬飾板) |  |  | 1 |  | 6.2 | [9 empty] | 6.2 |  | #DIVIDE BY ZERO |  | -6.2 | #DIVIDE BY ZERO | #UNPARSEABLE | #BLOCKED |  | -0.20667 | #DIVIDE BY ZERO | 0 | 0 | 0 | #DIVIDE BY ZERO | #DIVIDE BY ZERO
2-開發 |  | 0 |  |  | A173.A05 | SE-D21 Flat Shielding Swing Door -Dimension W1.0 x H2.0m -Blade contact auto-latching -Manual operation for emergency -Main door for DUT -Second door for MA | A211.D222 |  |  |  |  | 1 |  | 0 | [9 empty] | 0 |  | #DIVIDE BY ZERO |  | 0 | #DIVIDE BY ZERO | #UNPARSEABLE | #BLOCKED |  | 0 | #DIVIDE BY ZERO | 0 | 0 | 0 | #DIVIDE BY ZERO | #DIVIDE BY ZERO
3-量產 |  |  |  |  | A211.D | SE-D3 - Auto-latching EMC | A211.D3 | [30 empty] | #DIVIDE BY ZERO | #DIVIDE BY ZERO
3-量產 |  |  |  |  | A211.D | SE-D5 - Auto Latching Sliding Door | A211.D5 | [30 empty] | #DIVIDE BY ZERO | #DIVIDE BY ZERO
3-量產 |  |  |  |  | A211.D | SE-D6 - Auto Latching Drawer Door | A211.D6 |  | D61-Manual D62-Auto D63-Swing with drawer | [28 empty] | #DIVIDE BY ZERO | #DIVIDE BY ZERO
2-開發 |  | 0 |  |  | A173.A05 | SE-D631 Swing with Drawer Door -Swing Dimension: W0.5 x H1.0m -Drawer -Blade contact auto-latching | A211.D631 |  |  |  |  | 1 |  | 0 | [8 empty] | A6/ M3 | 0 |  | #DIVIDE BY ZERO |  | 0 | #DIVIDE BY ZERO | #UNPARSEABLE | #BLOCKED |  | 0 | #DIVIDE BY ZERO | 0 | 0 | 0 | #DIVIDE BY ZERO | #DIVIDE BY ZERO
3-量產 |  |  |  |  | A211.D | SE-D9 - Shielding door repair and maintenance | A211.D9 | [30 empty] | #DIVIDE BY ZERO | #DIVIDE BY ZERO
1-評估 |  | 1 | A |  | A116.A01 | SE-D91 - Shielding door maintenance -Clean the knife slot the finger stock for good contact -Check the mechanism status | A211.D911 | [30 empty] | #DIVIDE BY ZERO | #DIVIDE BY ZERO
|  | 0 |  |  |  | 保固保養費用, /小時 | B627 |  |  |  |  | 1 |  | 1 | [9 empty] | 1 |  | #DIVIDE BY ZERO |  | -1 | #DIVIDE BY ZERO | #UNPARSEABLE | #BLOCKED |  | -0.033333 | #DIVIDE BY ZERO | 0 | 0 | 0 | #DIVIDE BY ZERO | #DIVIDE BY ZERO
1-評估 |  | 1 | A |  | A116.A01 | SE-D91 - Finger stock maintenance -Replace all the finger stock on the shielding door/ frame -Clean the knife slot for good contact | A211.D911 | [30 empty] | #DIVIDE BY ZERO | #DIVIDE BY ZERO
|  | 0 |  |  |  | 更換屏蔽門彈片,連工待料 | B611-K |  |  |  |  | 1 |  | 20 | [23 empty] | #DIVIDE BY ZERO | #DIVIDE BY ZERO
1-評估 |  | 1 | A |  | A116.A01 | SE-D92 - Repair the electronic controller -A repair to the door latch controller | A211.D921 | [30 empty] | #DIVIDE BY ZERO | #DIVIDE BY ZERO
|  | 0 |  |  |  | 隔離門維修,連工待料 | B611-K |  |  |  |  | 1 |  | 30 | [23 empty] | #DIVIDE BY ZERO | #DIVIDE BY ZERO
3-量產 |  | Y |  |  | A211.PON | SE-A Access panel | A211.A |  | 用大小編號, 分電源、訊號與其他 |  |  | 1 | #UNPARSEABLE | #UNPARSEABLE | #BLOCKED |  |  |  | 0 | 式 |  |  |  | #BLOCKED | #BLOCKED | #BLOCKED | 1300000 | #BLOCKED | #BLOCKED | #UNPARSEABLE | #BLOCKED | 60000 | #BLOCKED | #BLOCKED
3-量產 |  |  |  |  | A211.F | SE-A1 Shielding Room Access panel | A211.A1 | [30 empty] | #DIVIDE BY ZERO | #DIVIDE BY ZERO
3-量產 |  |  |  |  | A211.F | SE-A2 OTA Chamber Access panel | A211.A2 | [30 empty] | #DIVIDE BY ZERO | #DIVIDE BY ZERO
2-開發 |  |  |  |  | A211.F1 | SE-A23 Access panel (OTA Standard) -Dimension: H30 x W30 cm -SMA Jack to Jack x 10 -2" Waveguide tube for extension cable through, 1 set | A211.A236 | 1 |  |  |  | 1 |  | 20 | [8 empty] | M3/ A6 -SMA Jack to Jack x 10 (H/V/Passive/ Link [4G,5G,Wi-Fi]/RSE 2port/spare) | [14 empty] | #DIVIDE BY ZERO | #DIVIDE BY ZERO
[5 empty] | A211.F1 | RF Adaptor Bulkhead(Nut) SMA(F) to SMA(F) | B123-B-17 |  |  |  |  | 10 |  | 0.7 | [23 empty] | #DIVIDE BY ZERO | #DIVIDE BY ZERO
[5 empty] | A211.F1 | SE-A23 Access panel (OTA Standard +Tput 4x4) -Dimension: H30 x W30 cm -SMA Jack to Jack x 16 -2" Waveguide tube for extension cable through, 1 set | [31 empty] | #DIVIDE BY ZERO | #DIVIDE BY ZERO
2-開發 |  |  |  |  | A211.F1 | SE-A23 Access panel (OTA Standard +Tput 8x8) -Dimension: H30 x W30 cm -SMA Jack to Jack x 20 -2" Waveguide tube for extension cable through, 1 set | A211.A235 | 1 |  |  |  | 1 |  | 20 | [8 empty] | M3/ A6 -SMA Jack to Jack x 10 (H/V/Passive/ Link [4G,5G,Wi-Fi]/RSE 2port/spare) -SMA Jack to Jack x 10 (Tput) | [14 empty] | #DIVIDE BY ZERO | #DIVIDE BY ZERO
[5 empty] | A211.F1 | RF Adaptor Bulkhead(Nut) SMA(F) to SMA(F) | B123-B-17 |  |  |  |  | 20 |  | 1.4 | [23 empty] | #DIVIDE BY ZERO | #DIVIDE BY ZERO
2-開發 |  |  |  |  | A211.F1 | SE-A23 Access panel (R3/ R6/ R8 24 - 43.5GHz) -Frequency: 30M - 18GHz > 100dB -Dimension: H30 x W30 cm -2.92mm Waveguide to Coaxial Adaptor x 5 -2.92mm Coaxial Adaptor x 2 -SMA Jack to Jack x 10 -Straight tip fiber optic connector (ST) x 4 -2" Waveguide tube for extension cable through, 1 set | A211.A237 | 1 |  |  |  | 1 |  | 58.5 | [8 empty] | R6 -2.92mm Jack x 1 (Link x1 -2.92mm Jack x 2 (DUT x2 -2.92mm Jack x 2 (Feed x2 -2.92mm Jack鎖板 x 2 (備用 -SMA Jack to Jack x 2 (Link [4G) -SMA Jack x 8 ( 26GHz 以下Feed x8 | [14 empty] | #DIVIDE BY ZERO | #DIVIDE BY ZERO
[5 empty] | A211.F1 | RF Adaptor Bulkhead 2.92mm(F) to 2.92mm(F) 3878DS500SQ001B | B123-B-03 |  |  |  |  | 2 |  | 8.4 | [23 empty] | #DIVIDE BY ZERO | #DIVIDE BY ZERO
[5 empty] | A211.F1 | Waveguide to Coaxial Adaptor WR-28 - 2.92mm(F) 28WECAKCu | B124-A-28WECAKCu |  |  |  |  | 5 |  | 49.4 | [23 empty] | #DIVIDE BY ZERO | #DIVIDE BY ZERO
[5 empty] | A211.F1 | RF Adaptor Bulkhead SMA(F) to SMA(F) 7878CS500BD002B | B123-B-17 |  |  |  |  | 10 |  | 0.7 | [23 empty] | #DIVIDE BY ZERO | #DIVIDE BY ZERO
2-開發 |  |  |  |  | A211.F1 | SE-A23 Access panel (R3/ R6/ R8 DC - 43.5GHz) -Dimension: H30 x W30 cm -2.92mm Waveguide to Coaxial Adaptor x 5 -SMA Jack to Jack x 10 -Straight tip fiber optic connector (ST) x 4 -2" Waveguide tube for extension cable through, 1 set | A211.A237 | 1 |  |  |  | 1 |  | 0 | [8 empty] | R6 -2.92mm Jack x 1 (Link x1 -2.92mm Jack x 2 (DUT x2 -2.92mm Jack x 2 (Feed x2 -SMA Jack to Jack x 2 (Link [4G) -SMA Jack x 8 ( 26GHz 以下Feed x8 | [14 empty] | #DIVIDE BY ZERO | #DIVIDE BY ZERO
2-開發 |  |  |  |  | A211.F1 | SE-A23 Access panel (R3/ R6/ R8 DC - 50GHz) -Dimension: H30 x W30 cm -2.4mm Coaxial Adaptor x 7 -SMA Jack to Jack x 10 -Straight tip fiber optic connector (ST) x 4 -2"" Waveguide tube for extension cable through, 1 set | A211.A237 | 1 |  |  |  | 1 |  | 46.2 | [8 empty] | R6 -2.4mm Jack x 1 (Link x1 -2.4mm Jack x 2 (DUT x2 -2.4mm Jack x 4 (Feed x4(24-40, 40-50) -SMA Jack to Jack x 2 (Link [4G) -SMA Jack x 8 ( 26GHz 以下Feed x8 | [14 empty] | #DIVIDE BY ZERO | #DIVIDE BY ZERO
[5 empty] | A211.F1 | RF Adaptor Bulkhead 2.4mm(F) to 2.4mm(F) 3478NR500SMA01B | B123-B-A01 |  |  |  |  | 7 |  | 45.5 | [23 empty] | #DIVIDE BY ZERO | #DIVIDE BY ZERO
[5 empty] | A211.F1 | RF Adaptor Bulkhead SMA(F) to SMA(F) 7878CS500BD002B | B123-B-17 |  |  |  |  | 10 |  | 0.7 | [23 empty] | #DIVIDE BY ZERO | #DIVIDE BY ZERO
2-開發 |  |  |  |  | A211.F1 | SE-A23 Access panel (R3/ R6/ R8 DC - 50GHz, 60 - 90GHz) -2.4mm Coaxial Adaptor x 7 -SMA Jack to Jack x 10 -Straight tip fiber optic connector (ST) x 4 -WR-12 Waveguide Bulkhead Adapter x 3 -2" Waveguide tube for extension cable through, 1 set | A211.A237 | 1 |  |  |  | 1 |  | 75 | [8 empty] | R6 -2.4mm Jack x 1 (Link x1 -2.4mm Jack x 2 (DUT x2 -2.4mm Jack x 4 (Feed x4(24-40, 40-50) -SMA Jack to Jack x 2 (Link [4G) -SMA Jack x 8 ( 26GHz 以下Feed x8 -WR-12 鎖板接頭 (DUT x1, Feed x2 | [14 empty] | #DIVIDE BY ZERO | #DIVIDE BY ZERO
[5 empty] | A211.F1 | RF Adaptor Bulkhead 2.4mm(F) to 2.4mm(F) 3478NR500SMA01B | B123-B-A01 |  |  |  |  | 7 |  | 45.5 | [23 empty] | #DIVIDE BY ZERO | #DIVIDE BY ZERO
[5 empty] | A211.F1 | RF Adaptor Bulkhead SMA(F) to SMA(F) 7878CS500BD002B | B123-B-17 |  |  |  |  | 10 |  | 0.7 | [23 empty] | #DIVIDE BY ZERO | #DIVIDE BY ZERO
[5 empty] | A223,PON | Waveguide Bulkhead Adapter WR12-WR12-1.27cm SWW-1205-SB | B124-S-SWW-1205-SB |  |  |  |  | 3 |  | 28.8 | [8 empty] | 50cm和10cm,H-Plane Radius Bend及Twist 串接從Panel到轉桌前,單 Channel 數量需確認 | 28.8 |  | #DIVIDE BY ZERO |  | -28.8 | #DIVIDE BY ZERO | #UNPARSEABLE | #BLOCKED |  | -0.96 | #DIVIDE BY ZERO |  |  |  | #DIVIDE BY ZERO | #DIVIDE BY ZERO
2-開發 |  |  |  |  | A211.F1 | SE-A21 Access panel front (R1 / R2 / A1 / A2 43.5GHz) -Dimension: W17cm x H17cm x 4pcs -2.92mm Jack to Jack x 4 -1" Waveguide tube for extension cable through x 1 | A211.A211 | 1 |  |  |  | 1 |  | 16.8 | [8 empty] | R2 -2.92mm Jack to Jack x 2 (Link x2 | [14 empty] | #DIVIDE BY ZERO | #DIVIDE BY ZERO
[5 empty] | A211.F1 | RF Adaptor Bulkhead 2.92mm(F) to 2.92mm(F) 3878DS500SQ001B | B123-B-03 |  |  |  |  | 4 |  | 16.8 | [23 empty] | #DIVIDE BY ZERO | #DIVIDE BY ZERO
2-開發 |  |  |  |  | A211.F1 | SE-A21 Access panel front (R1 / R2 / A1 / A2 50GHz) -Dimension: W17cm x H17cm x 4pcs -2.4mm Jack to Jack x 4 -1" Waveguide tube for extension cable through x 1 | A211.A212 | 1 |  |  |  | 1 |  | 26 | [8 empty] | R2 -2.4mm Jack to Jack x 2 (Link x2 -2.4mm Jack to Jack x 2 (Feed x2 | [14 empty] | #DIVIDE BY ZERO | #DIVIDE BY ZERO
[5 empty] | A211.F1 | RF Adaptor Bulkhead 2.4mm(F) to 2.4mm(F) 3478NR500SMA01B | B123-B-A01 |  |  |  |  | 4 |  | 26 | [23 empty] | #DIVIDE BY ZERO | #DIVIDE BY ZERO
1-評估 |  |  |  |  | A211.F1 | SE-A21 Access panel front (A1/ A2) -Dimension: W17cm x H17cm x 4pcs -SMA Jack to Jack x 5 -1" Waveguide tube for extension cable through x 1 | A211.A213 | 1 |  |  |  | 1 |  | 0.35 | [8 empty] | A2 -SMA Jack to Jack x 5 (H/V/ Link [4G,5G,Wi-Fi]) | [14 empty] | #DIVIDE BY ZERO | #DIVIDE BY ZERO
[5 empty] | A211.F1 | RF Adaptor Bulkhead SMA(F) to SMA(F) 7878CS500BD002B | B123-B-17 |  |  |  |  | 5 |  | 0.35 | [23 empty] | #DIVIDE BY ZERO | #DIVIDE BY ZERO
1-評估 |  |  |  |  | A211.F1 | SE-A22 Access panel rear (R2 43.5GHz) -Frequency: 30M - 18GHz > 80dB -Dimension: W12 x H22 cm -2.92mm Jack to Jack x 2 | A211.A221 | 1 |  |  |  | 1 |  | 8.4 | [8 empty] | R2 -2.92mm Jack to Jack x 2 (Turntable x2 | [14 empty] | #DIVIDE BY ZERO | #DIVIDE BY ZERO
[5 empty] | A211.F1 | RF Adaptor Bulkhead 2.92mm(F) to 2.92mm(F) 3878DS500SQ001B | B123-B-03 |  |  |  |  | 2 |  | 8.4 | [23 empty] | #DIVIDE BY ZERO | #DIVIDE BY ZERO
1-評估 |  |  |  |  | A211.F1 | SE-A22 Access panel rear (R2/A2 50GHz) -Dimension: W12 x H22 cm -2.4mm Jack to Jack x 2 | A211.A222 | 1 |  |  |  | 1 |  | 26 | [8 empty] | R2 -2.4mm Jack to Jack x 2 (Turntable x2 | [14 empty] | #DIVIDE BY ZERO | #DIVIDE BY ZERO
[5 empty] | A211.F1 | RF Adaptor Bulkhead 2.4mm(F) to 2.4mm(F) 3478NR500SMA01B | B123-B-A01 |  |  |  |  | 4 |  | 26 | [23 empty] | #DIVIDE BY ZERO | #DIVIDE BY ZERO
1-評估 |  |  |  |  | A211.F1 | SE-A22 Access panel rear (A1/ A2) -Frequency: 30M - 18GHz > 100dB -Dimension: W12 x H22 cm -SMA Jack to Jack x 2 | A211.A223 | 1 |  |  |  | 1 |  | 0.14 | [8 empty] | A2 -SMA Jack to Jack x 2 (Passive/ spare) | [14 empty] | #DIVIDE BY ZERO | #DIVIDE BY ZERO
[5 empty] | A211.F1 | RF Adaptor Bulkhead SMA(F) to SMA(F) 7878CS500BD002B | B123-B-17 |  |  |  |  | 2 |  | 0.14 | [23 empty] | #DIVIDE BY ZERO | #DIVIDE BY ZERO
1-評估 |  |  |  |  | A211.F1 | SE-A29 Access panel refit -Add SMA Jack to Jack x 10 | A211.A291 | 1 |  |  |  | 1 | [10 empty] | -SMA Jack to Jack x 10 (Tput) | [14 empty] | #DIVIDE BY ZERO | #DIVIDE BY ZERO
1-評估 |  |  |  |  | A211.F1 | SE-A29 Access panel refit -Frequency: 30M - 18GHz > 80dB -1" Waveguide tube for extension cable through x 1 | A211.A292 | 1 |  |  |  | 1 | [10 empty] | -SMA Jack to Jack x 10 (Tput) | [14 empty] | #DIVIDE BY ZERO | #DIVIDE BY ZERO
1-評估 |  |  |  |  | A211.F1 | SE-A29 Access panel empty -Empty panel for spare | A211.A281 | 1 |  |  |  | 1 | [10 empty] | -SMA Jack to Jack x 10 (Tput) | [14 empty] | #DIVIDE BY ZERO | #DIVIDE BY ZERO
3-量產 |  |  |  |  | A211.F | SE-A3 EMC Chamber Access panel | A211.A3 | [30 empty] | #DIVIDE BY ZERO | #DIVIDE BY ZERO
3-量產 |  |  |  |  | A211.F | SE-A5 Shielding Room Filter panel | A211.A5 | [30 empty] | #DIVIDE BY ZERO | #DIVIDE BY ZERO
3-量產 |  |  |  |  | A211.F | SE-A6 OTA Filter panel | A211.A6 | [30 empty] | #DIVIDE BY ZERO | #DIVIDE BY ZERO
2-開發 |  |  |  |  | A211.F1 | SE-A61 Access panel (R3/ R6/ R8 DC - 43.5GHz) -Dimension: H30 x W30 cm -2.92mm Waveguide to Coaxial Adaptor x 5 -SMA Jack to Jack x 10 -Straight tip fiber optic connector (ST) x 4 -2" Waveguide tube for extension cable through, 1 set | A211.A61 | 1 |  |  |  | 1 |  | 0 | [8 empty] | R6 -2.92mm Jack x 1 (Link x1 -2.92mm Jack x 2 (DUT x2 -2.92mm Jack x 2 (Feed x2 -SMA Jack to Jack x 2 (Link [4G) -SMA Jack x 8 ( 26GHz 以下Feed x8 | [14 empty] | #DIVIDE BY ZERO | #DIVIDE BY ZERO
3-量產 |  | Y |  |  | A211.PON | SE-H Shielding Honeycomb Air Vent | A211.H |  | 基本功能 |  |  | 1 | #UNPARSEABLE | #UNPARSEABLE | #BLOCKED |  |  |  | 0 | 式 |  |  |  | #BLOCKED | #BLOCKED | #BLOCKED | 1300000 | #BLOCKED | #BLOCKED | #UNPARSEABLE | #BLOCKED | 60000 | #BLOCKED | #BLOCKED
3-量產 |  |  | R |  | A211.R | SE-H1 | A211.H1 | 3 | 8GHz 以下
3-量產 |  |  |  |  | A211.F | SE-H2 20GHz Shielding Honeycomb Air Vent | A211.H2 |  | 20GHz 以下 | [28 empty] | #DIVIDE BY ZERO | #DIVIDE BY ZERO
2-開發 | [5 empty] | SE-H23 Shielding Honeycomb Air Vent -Dimension: 0.3 x 0.3m (L/W) -Shielding effective: 30M - 18GHz > 100dB | A211.H230 |  | 30x30cm |  |  | 1 | [10 empty] | A6/ M3 | [14 empty] | #DIVIDE BY ZERO | #DIVIDE BY ZERO
[6 empty] | 由隔離室供應商提供 | [31 empty] | #DIVIDE BY ZERO | #DIVIDE BY ZERO
2-開發 | [5 empty] | SE-H23 Shielding Honeycomb Air Vent -Dimension: 0.3 x 0.3m (L/W) -Shielding effective: 0.03 - 50GHz > 100dB | A211.H231 |  | 30x30cm |  |  | 1 | [10 empty] | A6/ M3 | [14 empty] | #DIVIDE BY ZERO | #DIVIDE BY ZERO
[6 empty] | 由隔離室供應商提供 | [31 empty] | #DIVIDE BY ZERO | #DIVIDE BY ZERO
2-開發 | [5 empty] | -Dimension: 0.15 x 0.15m (L/W) -Shielding effective: 0.03 - 50GHz > 100dB | A211.H232 |  | 30x30cm |  |  | 1 | [10 empty] | A6/ M3 | [14 empty] | #DIVIDE BY ZERO | #DIVIDE BY ZERO
3-量產 |  |  |  |  | A211.F | SE-H3 30GHz Shielding Honeycomb Air Vent | A211.H3 |  | 20GHz 以下 | [28 empty] | #DIVIDE BY ZERO | #DIVIDE BY ZERO
3-量產 |  | Y |  |  | A211.PON | SE-C Connect Box | A211.C |  |  |  |  | 1 | #UNPARSEABLE | #UNPARSEABLE | #BLOCKED |  |  |  | 0 | 式 |  |  |  | #BLOCKED | #BLOCKED | #BLOCKED | 1300000 | #BLOCKED | #BLOCKED | #UNPARSEABLE | #BLOCKED | 60000 | #BLOCKED | #BLOCKED
[5 empty] | A211.F | SE-C1 Shielding Room Connect Box | A211.C11 |  |  |  |  | 1 | [25 empty] | #DIVIDE BY ZERO | #DIVIDE BY ZERO
[5 empty] | A211.F | SE-C3 EMC Chamber Connect Box | A211.C33 |  |  |  |  | 1 | [25 empty] | #DIVIDE BY ZERO | #DIVIDE BY ZERO
|  | Y |  |  | A211.PON | SE-P Raised Floor | A211.P | 1 |  |  |  | 1 | #UNPARSEABLE | #UNPARSEABLE | #BLOCKED |  |  |  | 0 | 式 |  |  | Q20108 Vietnam Viettel | #BLOCKED | #BLOCKED | #BLOCKED | 1300000 | #BLOCKED | #BLOCKED | #UNPARSEABLE | #BLOCKED | 60000 | #BLOCKED | #BLOCKED
3-量產 |  |  |  |  | A211.R | SE-P1 Standard Raised Floor( <1 ton) | A211.P1 | 3 | [14 empty] | Inside height dimension: 1: 1.8 - 2.8m | [14 empty] | #DIVIDE BY ZERO | #DIVIDE BY ZERO
[5 empty] | A211.R | SE-P2 Heavy Duty Raised Floor(1 - 50 ton) | A211.P2 | 3 | [14 empty] | Inside height dimension: 1: 1.8 - 2.8m | [14 empty] | #DIVIDE BY ZERO | #DIVIDE BY ZERO
[5 empty] | A211.R | SE-P3 Ultra Heavy Raised Floor -1,000kG | A211.P3 | 3 | [14 empty] | Inside height dimension: 1: 1.8 - 2.8m | [14 empty] | #DIVIDE BY ZERO | #DIVIDE BY ZERO
[5 empty] | A211.R | SE-P4 -2,000kG | A211.P4 | 3 | [14 empty] | Inside height dimension: 1: 1.8 - 2.8m | [14 empty] | #DIVIDE BY ZERO | #DIVIDE BY ZERO
[5 empty] | A211.R | SE-P5 -5,000kG | A211.P5 | 3 | [14 empty] | Inside height dimension: 1: 1.8 - 2.8m | [14 empty] | #DIVIDE BY ZERO | #DIVIDE BY ZERO
[5 empty] | A211.R | SE-P6 -10,000kG | A211.P6 | 3 | [14 empty] | Inside height dimension: 1: 1.8 - 2.8m | [14 empty] | #DIVIDE BY ZERO | #DIVIDE BY ZERO
[5 empty] | A211.R | SE-P7 -20,000kG | A211.P7 | 3 | [14 empty] | Inside height dimension: 1: 1.8 - 2.8m | [14 empty] | #DIVIDE BY ZERO | #DIVIDE BY ZERO
[5 empty] | A211.R | SE-P8 -30,000kG | A211.P8 | 3 | [14 empty] | Inside height dimension: 1: 1.8 - 2.8m | [14 empty] | #DIVIDE BY ZERO | #DIVIDE BY ZERO
[5 empty] | A211.R | SE-P9 -50,000kG | A211.P9 | 3 | [14 empty] | Inside height dimension: 1: 1.8 - 2.8m | [14 empty] | #DIVIDE BY ZERO | #DIVIDE BY ZERO
3-量產 |  | Y |  |  | A211.PON | SE-T Testing Tables | A211.T |  |  |  |  | 1 | #UNPARSEABLE | #UNPARSEABLE | #BLOCKED |  |  |  | 0 | 式 |  |  |  | #BLOCKED | #BLOCKED | #BLOCKED | 1300000 | #BLOCKED | #BLOCKED | #UNPARSEABLE | #BLOCKED | 60000 | #BLOCKED | #BLOCKED
3-量產 |  |  |  |  | A211.F | SE-T1 Low dielectric form testing table | A211.T1 |  | 保麗龍 | [13 empty] | 1:0.5, 2:0.6, 3:0.8, 4:0.9, 5:1.0, 6:1.2, 7:1.5, 8:1.8, 9:2.0 | [14 empty] | #DIVIDE BY ZERO | #DIVIDE BY ZERO
[5 empty] | A211.F | SE-T2 Wood testing table | A211.T2 |  | 木桌 | [28 empty] | #DIVIDE BY ZERO | #DIVIDE BY ZERO
[5 empty] | A211.F | SE-T3 Wood testing table with metal surface | A211.T3 |  | 木桌+金屬反射面 | [28 empty] | #DIVIDE BY ZERO | #DIVIDE BY ZERO
[5 empty] | A211.F | SE-T3 | A2SE-51 |  | FRP | [28 empty] | #DIVIDE BY ZERO | #DIVIDE BY ZERO
|  | Y |  |  | A211.PON | SE-L Lighting | A211.L |  | 基本功能 |  |  | 1 | #UNPARSEABLE | #UNPARSEABLE | #BLOCKED |  |  |  | 0 | 式 |  |  |  | #BLOCKED | #BLOCKED | #BLOCKED | 1300000 | #BLOCKED | #BLOCKED | #UNPARSEABLE | #BLOCKED | 60000 | #BLOCKED | #BLOCKED
3-量產 |  |  | R |  | A211.R | SE-L1 LED Low Noise Lighting | A211.L1 |  | 坎燈
3-量產 |  |  |  |  | A211.F | SE-L2 LED Low Noise Lighting with up & down lifting | A211.L2 |  | 升降 | [28 empty] | #DIVIDE BY ZERO | #DIVIDE BY ZERO
3-量產 |  |  |  |  | A211.F | SE-L3 LED Lighting | A211.L3 |  | 光纖燈 | [28 empty] | #DIVIDE BY ZERO | #DIVIDE BY ZERO
2-開發 | [5 empty] | SE-L31 LED Lighting -Power consumption: 50W | A211.L311 | 3 |  |  |  | 1 | 10 | 2 | [8 empty] | M3 | [14 empty] | #DIVIDE BY ZERO | #DIVIDE BY ZERO
[6 empty] | 由隔離室供應商提供 | [31 empty] | #DIVIDE BY ZERO | #DIVIDE BY ZERO
1-評估 | [5 empty] | SE-L32 LED Lighting with up & down lifting -Power consumption: 50W | A211.L321 | 3 |  |  |  | 1 | 10 | 2 | [8 empty] | M3 | [14 empty] | #DIVIDE BY ZERO | #DIVIDE BY ZERO
1-評估 | [5 empty] | SE-L39 Lighting repair -Power consumption: 50W | A211.L391 | 3 |  |  |  | 1 | 10 | 2 | [8 empty] | M3 | [14 empty] | #DIVIDE BY ZERO | #DIVIDE BY ZERO
[6 empty] | 3P可鎖定中繼延長線 | B211-P-IS-013L | 3 | [5 empty] | 1
[6 empty] | LED 投射燈 工程款 | B182-P-LED50w | 1 | [5 empty] | 1
|  | Y |  |  | A211.PON | SE-F Power & Signal filter Set | A211.F |  |  |  |  | 1 | #UNPARSEABLE | #UNPARSEABLE | #BLOCKED |  |  |  | 0 | 式 |  |  |  | #BLOCKED | #BLOCKED | #BLOCKED | 1300000 | #BLOCKED | #BLOCKED | #UNPARSEABLE | #BLOCKED | 60000 | #BLOCKED | #BLOCKED
[5 empty] | A211.F | SE-F1 Power filter (Single phase) | A211.F1 | [30 empty] | #DIVIDE BY ZERO | #DIVIDE BY ZERO
[6 empty] | SE-F19 Power filter set (Single phase) | A211.F19 | [30 empty] | #DIVIDE BY ZERO | #DIVIDE BY ZERO
2-開發 |  |  |  |  | A211.F1 | SE-F19 Power filter set (OTA) -SE-F12 1P2W 100 -280 VAC/16 A (for EUT) -SE-F12 1P2W 100 -280 VAC/16 A (for Equipment) | A211.F191 | [15 empty] | R2 Shielding type 4 in 1 Filter(RJ45*1+DC*1+USB3.0*2) 京商 NTD 11,500 電源濾波器DL-2X15A 江蘇堅力 NTD 6,485 | [14 empty] | #DIVIDE BY ZERO | #DIVIDE BY ZERO
[5 empty] | A211.F | SE-F2 Signal Filter | A211.F2 | [30 empty] | #DIVIDE BY ZERO | #DIVIDE BY ZERO
[6 empty] | SE-F21 RJ11 | A211.F21 | [30 empty] | #DIVIDE BY ZERO | #DIVIDE BY ZERO
[6 empty] | SE-F22 RJ45 | A211.F22 | [30 empty] | #DIVIDE BY ZERO | #DIVIDE BY ZERO
[6 empty] | SE-F23 USB | A211.F23 | [30 empty] | #DIVIDE BY ZERO | #DIVIDE BY ZERO
[6 empty] | SE-F24 Optical Convertor | A211.F24 | [30 empty] | #DIVIDE BY ZERO | #DIVIDE BY ZERO
1-評估 | [5 empty] | SE-F24-02 Ethernet 10Gbps Media Converter -RJ45: 10G/5G/2.5G/1G/100BASE-T -Fiber Optic Interface: 10GBASE-X R SFP+ -Power Requirements: 5V DC, 2A max. -Power Consumption: 3.75 watts -Regulatory Compliance: FCC Part 15 Class A, CE | A211.F242 | [6 empty] | 16.2 | [8 empty] | M3 3個合起來為一組, 發射與接受 | [14 empty] | #DIVIDE BY ZERO | #DIVIDE BY ZERO
[6 empty] | 10G RJ45 光電轉換器 XT-705A | B183-N-XT-705A |  |  |  |  | 2 |  | 12.4 | [23 empty] | #DIVIDE BY ZERO | #DIVIDE BY ZERO
[6 empty] | 10G SFP+ SR 模組轉光纖 普萊德[MTB-SR] | B183-N-MTB-SR |  |  |  |  | 2 |  | 3.6 | [23 empty] | #DIVIDE BY ZERO | #DIVIDE BY ZERO
[6 empty] | 多模光纖線 LC-LC頭 5米長 LC-LC OM3 | B211-N-LC-LC-OM3 |  |  |  |  | 1 |  | 0.2 | [23 empty] | #DIVIDE BY ZERO | #DIVIDE BY ZERO
[6 empty] | SE-F29 Signal filter set | A211.F29 | [30 empty] | #DIVIDE BY ZERO | #DIVIDE BY ZERO
2-開發 |  |  |  |  | A211.F1 | SE-F29 Signal filter set (OTA) -SE-F22-02 RJ45 1Gbps x 2 (1 for Equipment) -SE-F23-02 USB3.0 x 1 -SE-F25-01 RS-232/485 x 2 (for Equipment) | A211.F291 | [15 empty] | R2 Shielding type 4 in 1 Filter(RJ45*1+DC*1+USB3.0*2) 京商 NTD 11,500 電源濾波器DL-2X15A 江蘇堅力 NTD 6,485 | [14 empty] | #DIVIDE BY ZERO | #DIVIDE BY ZERO
2-開發 |  |  |  |  | A211.F1 | SE-F29 Signal filter set (OTA+TP) -SE-F22-02 RJ45 1Gbps x 2 (1 for Equipment) -SE-F22-02 RJ45 10Gbps x 2 -SE-F23-02 USB3.0 x 1 -SE-F25-01 RS-232/485 x 2 (for Equipment) | [16 empty] | R2 Shielding type 4 in 1 Filter(RJ45*1+DC*1+USB3.0*2) 京商 NTD 11,500 電源濾波器DL-2X15A 江蘇堅力 NTD 6,485 | [14 empty] | #DIVIDE BY ZERO | #DIVIDE BY ZERO
[5 empty] | A211.F | SE-F3 Power filter (3 phase) | A211.F3 | [30 empty] | #DIVIDE BY ZERO | #DIVIDE BY ZERO
[5 empty] | A211.F | SE-F9 Filter set | A211.F9 | [30 empty] | #DIVIDE BY ZERO | #DIVIDE BY ZERO
1-評估 |  |  |  |  | A211.F1 | SE-F Power & Signal filter Set -SE-F12 1P2W 100 -280 VAC/16 A (for EUT) -SE-F12 1P2W 100 -280 VAC/16 A (for Equipment) -SE-F22-02 RJ45 1Gbps x 2 (1 for Equipment) -SE-F23-02 USB3.0 x 1 -SE-F25-01 RS-232/485 x 2 (for Equipment) | A211.F911 | [15 empty] | M3 SE-F Power & Signal filter Set (OTA) -SE-F12 1P2W 100 -280 VAC/16 A (for EUT) -SE-F12 1P2W 100 -280 VAC/16 A (for Equipment) -SE-F22-02 RJ45 1Gbps x 2 (CCTV/DUT) -SE-F23-02 USB3.0 x 2 (DUT/spare) -SE-F25-01 RS-232/485 x 2 (Turntable/ M1 Switch) | [14 empty] | #DIVIDE BY ZERO | #DIVIDE BY ZERO
[6 empty] | 由隔離室供應商提供 | [31 empty] | #DIVIDE BY ZERO | #DIVIDE BY ZERO
2-開發 |  |  |  |  | A211.F1 | SE-F Power & Signal filter Set (R2/ A2/ A3) -SE-F12 1P2W 100 -280 VAC/ 6 A x 1(for Equipment & EUT) -SE-F14 50VDC/ 2A, DC005 (5.5mm/ 2.1mm) x 2 -SE-F22-02 RJ45 1Gbps x 2 -SE-F23-02 USB3.0 x 3 (1 for Positioner) | A211.F912 | [15 empty] | R2 Shielding type 4 in 1 Filter(RJ45*1+DC*1+USB3.0*2) 京商 NTD 11,500 電源濾波器DL-2X15A 江蘇堅力 NTD 6,485 | [14 empty] | #DIVIDE BY ZERO | #DIVIDE BY ZERO
[6 empty] | 由隔離室供應商提供 | [31 empty] | #DIVIDE BY ZERO | #DIVIDE BY ZERO
2-開發 |  |  |  |  | A211.F1 | SE-F Power & Signal filter Set (R1/ A1) -SE-F12 1P2W 100 -280 VAC/ 6 A x 1 -SE-F14 50VDC/ 2A, DC005 (5.5mm/ 2.1mm) x 2 -SE-F22-02 RJ45 1Gbps x 1 -SE-F23-02 USB3.0 x 1 | [16 empty] | R2 Shielding type 4 in 1 Filter(RJ45*1+DC*1+USB3.0*2) 京商 NTD 11,500 電源濾波器DL-2X15A 江蘇堅力 NTD 6,485 | [14 empty] | #DIVIDE BY ZERO | #DIVIDE BY ZERO
1-評估 |  |  |  |  | A211.F1 | SE-F Power & Signal filter Set (A3) -SE-F12 1P2W 100 -280 VAC/16 A x 1(for Equipment & EUT) -SE-F25-01 RS-232/485 x 2 (for Equipment) | A211.F913 | [15 empty] | R2 Shielding type 4 in 1 Filter(RJ45*1+DC*1+USB3.0*2) 京商 NTD 11,500 電源濾波器DL-2X15A 江蘇堅力 NTD 6,485 | [14 empty] | #DIVIDE BY ZERO | #DIVIDE BY ZERO
[6 empty] | 由隔離室供應商提供 | [31 empty] | #DIVIDE BY ZERO | #DIVIDE BY ZERO
1-評估 |  |  |  |  | A211.F1 | SE-F Filter Set(EMC Standard) -SE-F32 3P4W 200 -380 VAC/16 A x 1 (EUT) -SE-F13 1P2W 100 -280 VAC/32 A x 1(EUT) -SE-F13 1P2W 100 -280 VAC/32 A x 1(LED/Equipment) -SE-F21 RJ11 x 1 -SE-F22 RJ45 100Mbps x 1 | A211.F914 | [30 empty] | #DIVIDE BY ZERO | #DIVIDE BY ZERO
[6 empty] | 由隔離室供應商提供 | [31 empty] | #DIVIDE BY ZERO | #DIVIDE BY ZERO
1-評估 |  |  |  |  | A211.F1 | SE-F Filter Set(CR Standard) -SE-F13 1P2W 100 -280 VAC/32 A x 2 -SE-F21 RJ11 x 1 -SE-F22-02 RJ45 1Gbps x 1 | A211.F915 | [30 empty] | #DIVIDE BY ZERO | #DIVIDE BY ZERO
[6 empty] | 由隔離室供應商提供 | [31 empty] | #DIVIDE BY ZERO | #DIVIDE BY ZERO
1-評估 |  |  |  |  | A211.F1 | SE-F Filter Set(AR Standard) -SE-F13 1P2W 100 -280 VAC/32 A x 2 | A211.F916 | [30 empty] | #DIVIDE BY ZERO | #DIVIDE BY ZERO
[6 empty] | 由隔離室供應商提供 | [31 empty] | #DIVIDE BY ZERO | #DIVIDE BY ZERO
3-量產 |  | Y |  |  | A211.PON | SE-X Laser Alignment System | A211.X | 2 | 基本功能 |  |  | 1 | #UNPARSEABLE | #UNPARSEABLE | #BLOCKED |  |  |  | 0 | 式 |  |  |  | #BLOCKED | #BLOCKED | #BLOCKED | 1300000 | #BLOCKED | #BLOCKED | #UNPARSEABLE | #BLOCKED | 60000 | #BLOCKED | #BLOCKED
|  |  | R |  | A211.R | SE-X1 | A211.X1
1-評估 |  |  |  |  | A211.F | SE-X19 Laser Alignment unit -Independent Red laser line -Mounting type: Wall bracket -Power input: 110/220 VAC | A211.X191 | 3 | [5 empty] | 5.368 | [8 empty] | M3 | [14 empty] | #DIVIDE BY ZERO | #DIVIDE BY ZERO
[5 empty] | A211.F | 一字紅雷射標線器(含電源腳座) 注意一定要是1字的 | B186-P-FU650C100BD16 |  | 品牌:FU， 型號:FU650C100-BD16, 波⻑:650nm 輸出功率：≤100m 供電電壓:DC 2.8-5.0 (V) 安裝高度1米——4米 NTD1,348 (含稅) |  |  | 1 |  | 1.348 | [23 empty] | #DIVIDE BY ZERO | #DIVIDE BY ZERO
[5 empty] | A211.F | 牆面安裝治具 (宇威) | B565-U-Fixture |  |  |  |  | 1 |  | 4.02 | [23 empty] | #DIVIDE BY ZERO | #DIVIDE BY ZERO
[5 empty] | A211.F | SE-X2 | A211.X2 | [30 empty] | #DIVIDE BY ZERO | #DIVIDE BY ZERO
2-開發 |  |  |  |  | A211.F | SE-X21 Laser Alignment System -Independent 2 red laser line -Mounting type: Wall bracket -Vertical alignment: 2 line | A211.X211 | 3 |  |  |  |  | 30 | 0 | 20 | [7 empty] | M3 | [14 empty] | #DIVIDE BY ZERO | #DIVIDE BY ZERO
[5 empty] | A211.F | SE-X3 | A211.X3 | [30 empty] | #DIVIDE BY ZERO | #DIVIDE BY ZERO
2-開發 |  |  |  |  | A211.F | SE-X31 Laser Alignment System -Independent 3 red laser line -Mounting type: Wall bracket -Horizontal alignment: 1 line -Vertical alignment: 2 line | A211.X311 | 3 |  |  |  |  | 30 | 4.044 | 20 | [7 empty] | M3 | [14 empty] | #DIVIDE BY ZERO | #DIVIDE BY ZERO
[5 empty] | A211.F | 一字紅雷射標線器(含電源腳座) *開發找固定品牌廠商中 | B186-P-FU650AL100BD16 |  | 品牌:FU， 型號:FU650C100-BD16, 波⻑:650nm 輸出功率：≤100m 供電電壓:DC 2.8-5.0 (V) 安裝高度1米——4米 NTD1,348 (含稅) |  |  | 3 |  | 4.044 | [23 empty] | #DIVIDE BY ZERO | #DIVIDE BY ZERO
1-評估 |  |  |  |  | A211.F | SE-X32 Laser Alignment System -Independent 3 red laser line -Mounting type: Wall bracket -Horizontal alignment: 1 line -Vertical alignment: 2 line | A211.X321 | [5 empty] | 30 | 0 | 20 | [7 empty] | R2 | [14 empty] | #DIVIDE BY ZERO | #DIVIDE BY ZERO
3-量產 |  | Y |  |  | A211.PON | SE-V CCTV System | A211.V |  | 基本功能 |  |  | 1 | #UNPARSEABLE | #UNPARSEABLE | #BLOCKED |  |  |  | 0 | 式 |  |  |  | #BLOCKED | #BLOCKED | #BLOCKED | 1300000 | #BLOCKED | #BLOCKED | #UNPARSEABLE | #BLOCKED | 60000 | #BLOCKED | #BLOCKED
3-量產 |  |  | R |  | A211.R | SE-V1 CCTV System | A211.V1
1-評估 | [5 empty] | SE-V12 CCTV System -2560 x 1440 @ 30 fps -2.8 - 12 mm motor zoom lens | A211.V110 | [5 empty] | 30 | 6.52 | 27 | [7 empty] | M3 | [14 empty] | #DIVIDE BY ZERO | #DIVIDE BY ZERO
[6 empty] | RJ45 Cable 2M Cat.6A | B211-P-RJ45C6A-2M |  | 可傳輸10G，線長2米 |  |  | 1 |  | 0.22 | [8 empty] | PC接Panel (攝影機，iSecure_5MP)
[6 empty] | 網路攝影機IP Cam iSecure_5MP | B185-I-iS546SZV |  | 五倍變焦網路攝影機 |  |  | 1 |  | 6.3 | [8 empty] | 內附2M RJ45 一條
1-評估 | [5 empty] | SE-V12 CCTV System with joystick -2560 x 1440 @ 30 fps -2.8 - 12 mm motor zoom lens -PTZ joystick controller | A211.V111 | [15 empty] | M3 | [14 empty] | #DIVIDE BY ZERO | #DIVIDE BY ZERO
3-量產 |  |  | R |  | A211.R | SE-V2 Low Noise CCTV System | A211.V2
3-量產 |  |  | R |  | A211.R | SE-V3 Immunity CCTV System Mobile mounting | A211.V3
1-評估 | 1 | 1 |  |  | A2 | FM-Front-end Module | A214 | 1 | 濾波器模組 |  |  | 1 | [5 empty] | 0 | 0 | #DIVIDE BY ZERO | 0% | 0% | 1/30前完成資料
|  | Y |  |  | #UNPARSEABLE | FM-M Mainsystem | A214.M |  | 基本功能 |  |  | 1 | #UNPARSEABLE | #UNPARSEABLE | #BLOCKED |  |  |  | 0 | 式 |  |  |  | #BLOCKED | #BLOCKED | #BLOCKED | 1300000 | #BLOCKED | #BLOCKED | #UNPARSEABLE | #BLOCKED | 60000 | #BLOCKED | #BLOCKED
|  | Y |  |  | #UNPARSEABLE | FM-M1 OTA Mainsystem | A214.M1 |  | 基本功能 |  |  | 1 | #UNPARSEABLE | #UNPARSEABLE | #BLOCKED |  |  |  | 0 | 式 |  |  |  | #BLOCKED | #BLOCKED | #BLOCKED | 1300000 | #BLOCKED | #BLOCKED | #UNPARSEABLE | #BLOCKED | 60000 | #BLOCKED | #BLOCKED
|  | Y |  |  | #UNPARSEABLE | FM-M2 EMC Mainsystem | A214.M2 |  | 基本功能 |  |  | 1 | #UNPARSEABLE | #UNPARSEABLE | #BLOCKED |  |  |  | 0 | 式 |  |  |  | #BLOCKED | #BLOCKED | #BLOCKED | 1300000 | #BLOCKED | #BLOCKED | #UNPARSEABLE | #BLOCKED | 60000 | #BLOCKED | #BLOCKED
3-量產 |  | Y |  |  | #UNPARSEABLE | FM-A Attenuation | A214.A |  | 基本功能 |  |  | 1 | #UNPARSEABLE | #UNPARSEABLE | #BLOCKED |  |  |  | 0 | 式 |  |  |  | #BLOCKED | #BLOCKED | #BLOCKED | 1300000 | #BLOCKED | #BLOCKED | #UNPARSEABLE | #BLOCKED | 60000 | #BLOCKED | #BLOCKED
3-量產 |  |  |  |  | A212.X | FM-A1 Programming Attenuation System | A214.A1 |  | 硬體成本10% | [28 empty] | #DIVIDE BY ZERO | #DIVIDE BY ZERO
1-評估 |  |  |  |  | A212.X | FM-A11 Programming Attenuation System -Brand: Atenlab -Frequency: DC - 18.0 GHz -Channel: 4 -Attenuation range: 121 dB -Attenuation step: 1 dB -Insertion loss: 2.5 dB@6GHz -Connector: SMA | A214.A111 | [6 empty] | 226.1 | [23 empty] | #DIVIDE BY ZERO | #DIVIDE BY ZERO
[5 empty] | A212.X | Throughput Switching Box(4 channels) | B521-A-OTASW-TP | [6 empty] | 226.1 | [23 empty] | #DIVIDE BY ZERO | #DIVIDE BY ZERO
[5 empty] | A212.X | RG 405U SMA(M)-SMA(M)-10cm | B122-B-78P78P25100U2 | 3 |  |  |  | 4 |  | 1.2 | [23 empty] | #DIVIDE BY ZERO | #DIVIDE BY ZERO
[5 empty] | A212.X | RG 405U SMA(M)-SMA(M)-20cm | B122-B-78P78P25200U2 | 3 |  |  |  | 4 |  | 1.3 | [23 empty] | #DIVIDE BY ZERO | #DIVIDE BY ZERO
[5 empty] | A212.X | Programmable Step attenuators_8494H8496H | B132-S-8494H8496H | 3 |  |  |  | 4 |  | 180 | [23 empty] | #DIVIDE BY ZERO | #DIVIDE BY ZERO
[5 empty] | A212.X | 鎖板接頭4角 SMA (F) to SMA(F) | B123-B-11 | 3 |  |  |  | 8 |  | 0.8 | [23 empty] | #DIVIDE BY ZERO | #DIVIDE BY ZERO
[5 empty] | A212.X | 電源供應器(RD-85B) | B182-K-RD85B | 3 |  |  |  | 1 |  | 0.7 | [23 empty] | #DIVIDE BY ZERO | #DIVIDE BY ZERO
[5 empty] | A212.X | AC電源濾波器 | B182-D-06AE2 | 3 |  |  |  | 1 |  | 0.4 | [23 empty] | #DIVIDE BY ZERO | #DIVIDE BY ZERO
[5 empty] | A212.X | 可程式控制器 (DVP14SS211R) | B183-T-DVP14SS211R | 3 |  |  |  | 1 |  | 1.8 | [23 empty] | #DIVIDE BY ZERO | #DIVIDE BY ZERO
[5 empty] | A212.X | 可程式控制器擴充機(DVP08SN11R) | B183-T-DVP08SN11R | 3 |  |  |  | 2 |  | 2.2 | [23 empty] | #DIVIDE BY ZERO | #DIVIDE BY ZERO
[5 empty] | A212.X | AC電源線 1.8M | B211-K-W9791 | 3 |  |  |  | 1 |  | 0.1 | [23 empty] | #DIVIDE BY ZERO | #DIVIDE BY ZERO
[5 empty] | A212.X | D型接頭-9PIN-F 免焊式 | B213-K-N10247 | 3 |  |  |  | 1 |  | 0.1 | [23 empty] | #DIVIDE BY ZERO | #DIVIDE BY ZERO
[5 empty] | A212.X | 19 Ø 金屬開關 | B221-K-S8536 | 3 |  |  |  | 1 |  | 0.3 | [23 empty] | #DIVIDE BY ZERO | #DIVIDE BY ZERO
[5 empty] | A212.X | 保險絲_3A(0217005) | B229-K-B7107 | 3 |  |  |  | 2 |  | 0 | [23 empty] | #DIVIDE BY ZERO | #DIVIDE BY ZERO
[5 empty] | A212.X | 腳墊(PINGOOD S0904) | B229-P-S0904 | 3 |  |  |  | 4 |  | 0 | [23 empty] | #DIVIDE BY ZERO | #DIVIDE BY ZERO
[5 empty] | A212.X | 4U機殼板金配件總成(開發中) | B561-C101-1 | 3 |  |  |  | 1 |  | 15 | [23 empty] | #DIVIDE BY ZERO | #DIVIDE BY ZERO
[5 empty] | A212.X | Attenuator wiring circuit board | B566-P-TP | 3 |  |  |  | 0.06 |  | 4.2 | [23 empty] | #DIVIDE BY ZERO | #DIVIDE BY ZERO
[5 empty] | A212.X | 備料 | B621-A- |  |  |  |  | 2 |  | 2 | [23 empty] | #DIVIDE BY ZERO | #DIVIDE BY ZERO
[5 empty] | A212.X | 組裝 | B625-A- |  |  |  |  | 16 |  | 16 | [23 empty] | #DIVIDE BY ZERO | #DIVIDE BY ZERO
1-評估 |  |  |  |  | A212.X | FM-A11 Programming Attenuation System -Brand: Atenlab -Frequency: DC - 18.0 GHz -Channel: 8 -Attenuation range: 121 dB -Attenuation step: 1 dB -Insertion loss: 2.5 dB@6GHz -Connector: SMA | A214.A112 | [6 empty] | 400 | [23 empty] | #DIVIDE BY ZERO | #DIVIDE BY ZERO
[5 empty] | A212.X | Throughput Switching Box(8 channels)待設計 | B521-A-OTASW-TP8CH | [6 empty] | 400 | [23 empty] | #DIVIDE BY ZERO | #DIVIDE BY ZERO
1-評估 |  |  |  |  | A212.X | FM-A11 AP Port Switching System -For Multi-port AP switch -Frequency: DC - 18GHz | A214.A121 | [6 empty] | 39.3 | [23 empty] | #DIVIDE BY ZERO | #DIVIDE BY ZERO
[5 empty] | A212.X | Throughput Path Switching Box(4 channels) | B521-A-OTASW-TP-PH | [6 empty] | 39.3 | [23 empty] | #DIVIDE BY ZERO | #DIVIDE BY ZERO
[5 empty] | A212.X | RF Switch SPDT (Radiall R570413000) | B132-M-R570413000 | 3 |  |  |  | 4 |  | 16.8 | [23 empty] | #DIVIDE BY ZERO | #DIVIDE BY ZERO
[5 empty] | A212.X | 客製路徑切換機殼總成 | B561-U-A21031A011A | 3 |  |  |  | 1 |  | 13.5 | [23 empty] | #DIVIDE BY ZERO | #DIVIDE BY ZERO
[5 empty] | A212.X | 備料 | B621-A- |  |  |  |  | 1 |  | 1 | [23 empty] | #DIVIDE BY ZERO | #DIVIDE BY ZERO
[5 empty] | A212.X | 組裝 | B625-A- |  |  |  |  | 8 |  | 8 | [23 empty] | #DIVIDE BY ZERO | #DIVIDE BY ZERO
3-量產 |  | Y |  |  | #UNPARSEABLE | FM-S Switching System | A214.S | 2 | 基本功能 |  |  | 1 | #UNPARSEABLE | #UNPARSEABLE | #BLOCKED |  |  |  | 0 | 式 |  |  |  | #BLOCKED | #BLOCKED | #BLOCKED | 1300000 | #BLOCKED | #BLOCKED | #UNPARSEABLE | #BLOCKED | 60000 | #BLOCKED | #BLOCKED
3-量產 |  |  |  |  | A212.X | FM-S1 OTA Measurement System | A214.S1 |  | 硬體成本10% | [28 empty] | #DIVIDE BY ZERO | #DIVIDE BY ZERO
3-量產 |  |  |  |  | A212.X | FM-S11 OTA Measurement System (M-Class) | A214.S11 |  | 硬體成本10% | [28 empty] | #DIVIDE BY ZERO | #DIVIDE BY ZERO
0-未開 |  |  |  |  | A212.X | FM-S11 Measurement Switching System (Passive 6 GHz) -Passive for 2 port VNA -Frequency: 0.5 - 18GHz -RF Cables: up to 18GHz -Rotary Joint included | A214.S111 |  | 硬體成本10% | [13 empty] | M3 | [14 empty] | #DIVIDE BY ZERO | #DIVIDE BY ZERO
2-開發 |  |  |  |  | A212.X | FM-S11-E Measurement Switching System with DRE (Passive 8 GHz) -Passive for 2 port VNA -Frequency: 0.5 - 18GHz -RF Cables: up to 18GHz -Rotary Joint included -DRE-Dynamic range extender for Passive -Passive golden sample: 0.65 - 8.5GHz | A214.S112 |  | 硬體成本10% |  |  |  |  | 125.1 | [8 empty] | M3 | [14 empty] | #DIVIDE BY ZERO | #DIVIDE BY ZERO
[5 empty] | A212.X | FL-410S SMA(M)-SMA(F)-Core-70cm CA78P78J95-700S3 | B553-B-78P78J95700S3 |  |  |  |  | 2 |  | 6.4 | [8 empty] | DUT1 | [14 empty] | #DIVIDE BY ZERO | #DIVIDE BY ZERO
[5 empty] | A212.X | FL-410S SMA(M)-SMA(M)-Core-300cm CA78P78P95-3MS3 | B553-B-78P78P953MS3 |  | 藍色線，有磁環300cm(CA78P78P95-3MS3) |  |  | 1 |  | 8.2 | [8 empty] | TT上 | [14 empty] | #DIVIDE BY ZERO | #DIVIDE BY ZERO
[5 empty] | A212.X | GL200SC SMA(M)-SMA(M)-150cm CA78P78P00-1M5U3 | B553-B-78P78P001M5U3 |  | 黃色線150cm(CA73P73P00-1M5U2) |  |  | 1 |  | 3.4 | [8 empty] | 放大器-NA Port2 | [14 empty] | #DIVIDE BY ZERO | #DIVIDE BY ZERO
[5 empty] | A212.X | GL200SC SMA(M)-SMA(M)-250cm CA78P78P00-2M5U3 | B553-B-78P78P002M5U3 |  | 黃色線250cm(CA78P73P00-2M5U2) |  |  | 1 |  | 4.8 | [8 empty] | NA Port1-Panel | [14 empty] | #DIVIDE BY ZERO | #DIVIDE BY ZERO
[5 empty] | A212.X | GL200SC SMA(M)-SMA(M)-250cm CA78P78P00-2M5U3 | B553-B-78P78P002M5U3 |  |  |  |  | 1 |  | 4.8 | [8 empty] | Panel to 放大器 | [14 empty] | #DIVIDE BY ZERO | #DIVIDE BY ZERO
[5 empty] | A212.X | GL200SC SMA(M)-SMA(M)-650cm CA78P78P00-6M5U3 | B553-B-78P78P006M5U3 |  | 黃色線500cm |  |  | 1 |  | 8.5 | [8 empty] | Panel-TT | [14 empty] | #DIVIDE BY ZERO | #DIVIDE BY ZERO
[5 empty] | A212.X | GL200SC SMA(M)-SMA(M)-650cm CA78P78P00-6M5U3 | B553-B-78P78P006M5U3 |  | 黃色線500cm |  |  | 1 |  | 8.5 | [8 empty] | M1 SW-Panel (H/V) 純被動只需要一條,(HV在M1 Sw上切換) | [14 empty] | #DIVIDE BY ZERO | #DIVIDE BY ZERO
[5 empty] | A212.X | GPIB Cable 1M | B211-E-GPIB-1M |  | 長度 1M |  |  | 1 |  | 0.47 | [8 empty] | 電腦到網儀 | [14 empty] | #DIVIDE BY ZERO | #DIVIDE BY ZERO
[5 empty] | A212.X | SMA Rotary Joint | B556-B-01 |  | SMA Rotary Joint 18G |  |  | 1 |  | 2.5 | [8 empty] | 裝在轉台上 | [14 empty] | #DIVIDE BY ZERO | #DIVIDE BY ZERO
[5 empty] | A212.X | 低噪放大器 1-18GHz | B135-R-500M18G |  | 頻率範圍器:500MHz~18GHz,噪聲係數:2.8dBmax（500MHz～1GHz 可能在10dB左右），增益：30dB |  |  | 1 |  | 76.08 | [8 empty] | 雙埠網儀 | [14 empty] | #DIVIDE BY ZERO | #DIVIDE BY ZERO
[5 empty] | A212.X | N Jack to SMA Plug Adaptor 18GHz 73J78PNS5BF008B | B123-B-20 |  | Frequency：DC~12GHz (AD-N1A25A/133-93) |  |  | 2 |  | 0.8 | [8 empty] | 現場備用 | [14 empty] | #DIVIDE BY ZERO | #DIVIDE BY ZERO
[5 empty] | A212.X | 坦聯轉桌 旋轉接頭套件 | B565-F-SJ01 |  | 旋轉接頭套件 |  |  | 1 |  | 0.5 | [8 empty] | 坦聯轉桌需要 | [14 empty] | #DIVIDE BY ZERO | #DIVIDE BY ZERO
[5 empty] | A212.X | 十大標配紙箱 | B251-F-Standard |  | 外箱 580*495*328 仿 AB 楞，內箱 570*482*70 B 楞 |  |  | 1 |  | 0.15 | [23 empty] | #DIVIDE BY ZERO | #DIVIDE BY ZERO
2-開發 |  |  |  |  | A212.X | FM-S11-E Measurement Switching System with DRE (4 port Passive 8 GHz) -Passive for 4 port VNA -Frequency: 0.5 - 18GHz -RF Cables: up to 18GHz -Rotary Joint included -DRE-Dynamic range extender for Passive -Passive golden sample: 0.65 - 8.5GHz |  |  | 硬體成本10% |  |  |  |  | 0 | [8 empty] | M3 | [14 empty] | #DIVIDE BY ZERO | #DIVIDE BY ZERO
0-未開 |  |  |  |  | A212.X | FM-S11 Measurement Switching System (Passive 6 GHz)/ (Cellular) -Passive for 2 port VNA -Active for Cellular TRP / TIS -Frequency: 0.5 - 18GHz -RF Cables: up to 18GHz -Rotary Joint included | A214.S113 |  | 硬體成本10% | [13 empty] | M3 | [14 empty] | #DIVIDE BY ZERO | #DIVIDE BY ZERO
2-開發 |  |  |  |  | A212.X | FM-S11-E Measurement Switching System (Passive 8 GHz)/ (Cellular) -Passive for 2 port VNA -Active for Cellular TRP / TIS -Frequency: 0.5 - 18GHz -RF Cables: up to 18GHz -Rotary Joint included -DRE-Dynamic range extender for Passive -Passive golden sample: 0.65 - 8.5GHz | A214.S114 |  | 硬體成本10% |  |  |  |  | 274.34 | [8 empty] | M3 | [14 empty] | #DIVIDE BY ZERO | #DIVIDE BY ZERO
[5 empty] | A212.X |  | B553-B-78P78J95700S3 |  |  |  |  | 2 |  | 6.4 | [8 empty] | DUT1 | [14 empty] | #DIVIDE BY ZERO | #DIVIDE BY ZERO
[5 empty] | A212.X | FL-410S SMA(M)-SMA(M)-Core-300cm CA78P78P95-3MS3 | B553-B-78P78P953MS3 |  | 藍色線，有磁環300cm(CA78P78P95-3MS3) |  |  | 1 |  | 8.2 | [8 empty] | TT上 | [14 empty] | #DIVIDE BY ZERO | #DIVIDE BY ZERO
[5 empty] | A212.X | GL200SC SMA(M)-SMA(M)-150cm CA78P78P00-1M5U3 | B553-B-78P78P001M5U3 |  | 黃色線150cm(CA78P78P00-1M5U3) |  |  | 3 |  | 10.2 | [8 empty] | 所有Panel到Switching Box上(4G Link)(H/V) | [14 empty] | #DIVIDE BY ZERO | #DIVIDE BY ZERO
[5 empty] | A212.X | GL200SC SMA(M)-SMA(M)-150cm CA78P78P00-1M5U3 | B553-B-78P78P001M5U3 |  | 黃色線150cm(CA73P73P00-1M5U2) |  |  | 5 |  | 17 | [8 empty] | 所有N頭儀器到Switching Box上, Box上(4G in/ 4G out/ 3G in/ 3G out/ SA) | [14 empty] | #DIVIDE BY ZERO | #DIVIDE BY ZERO
[5 empty] | A212.X | GL200SC SMA(M)-SMA(M)-150cm CA78P78P00-1M5U3 | B553-B-78P78P001M5U3 |  | 黃色線150cm(CA73P73P00-1M5U2) |  |  | 1 |  | 3.4 | [8 empty] | 放大器-NA Port2 | [14 empty] | #DIVIDE BY ZERO | #DIVIDE BY ZERO
[5 empty] | A212.X | GL200SC SMA(M)-SMA(M)-250cm CA78P78P00-2M5U3 | B553-B-78P78P002M5U3 |  | 黃色線250cm(CA78P73P00-2M5U2) |  |  | 1 |  | 4.8 | [8 empty] | NA Port1-Panel | [14 empty] | #DIVIDE BY ZERO | #DIVIDE BY ZERO
[5 empty] | A212.X | GL200SC SMA(M)-SMA(M)-650cm CA78P78P00-6M5U3 | B553-B-78P78P006M5U3 |  | 黃色線500cm |  |  | 2 |  | 17 | [8 empty] | Panel to 4G Link x1 Panel-TT | [14 empty] | #DIVIDE BY ZERO | #DIVIDE BY ZERO
[5 empty] | A212.X | GL200SC SMA(M)-SMA(M)-650cm CA78P78P00-6M5U3 | B553-B-78P78P006M5U3 |  | 黃色線500cm |  |  | 2 |  | 17 | [8 empty] | M1 SW-Panel (H/V) 純被動只需要一條,(HV在M1 Sw上切換) | [14 empty] | #DIVIDE BY ZERO | #DIVIDE BY ZERO
[5 empty] | A212.X | GL200SC SMA(M)-SMA(M)-650cm CA78P78P00-6M5U3 | B553-B-78P78P006M5U3 |  | 黃色線500cm |  |  | 1 |  | 8.5 | [8 empty] | Panel to Link2 x1 | [14 empty] | #DIVIDE BY ZERO | #DIVIDE BY ZERO
[5 empty] | A212.X | GL200SC SMA(M)-SMA(M)-150cm CA78P78P00-1M5U3 | B553-B-78P78P001M5U3 |  | 黃色線150cm(CA78P78P00-1M5U3) |  |  | 1 |  | 3.4 | [8 empty] | Switch-放大器 | [14 empty] | #DIVIDE BY ZERO | #DIVIDE BY ZERO
[5 empty] | A212.X | GL200SC SMA(M)-SMA(M)-250cm CA78P78P00-2M5U3 | B553-B-78P78P002M5U3 |  | 黃色線200cm |  |  | 1 |  | 4.8 | [8 empty] | 現場備用 | [14 empty] | #DIVIDE BY ZERO | #DIVIDE BY ZERO
[5 empty] | A212.X | GPIB Cable 1M | B211-E-GPIB-1M |  | 長度 1M |  |  | 3 |  | 1.41 | [8 empty] | 電腦到BS及SA及NA | [14 empty] | #DIVIDE BY ZERO | #DIVIDE BY ZERO
[5 empty] | A212.X | Link Antenna | B523-A-Link |  | Link antenna PCB Dim= 24cm |  |  | 1 |  | 1.6 | [8 empty] | Link天線 | [14 empty] | #DIVIDE BY ZERO | #DIVIDE BY ZERO
[5 empty] | A212.X | OTA Switching Box(Active&Passive) | B521-A-OTASW-AP |  | -Frequency: 400 ~ 6000 MHz -Path: TRP、TIS、Passive -Support up to 6 communication tester -Dynamic extender for link |  |  | 1 |  | 87 | [23 empty] | #DIVIDE BY ZERO | #DIVIDE BY ZERO
[5 empty] | A212.X | RS-232 Cable 1.8M | B211-K-W7271 |  | 9公-9公 長度 1.8M (一體成型) |  |  | 1 |  | 0.1 | [8 empty] | 路徑切換器接控制電腦 | [14 empty] | #DIVIDE BY ZERO | #DIVIDE BY ZERO
[5 empty] | A212.X | SMA Rotary Joint | B556-B-01 |  | SMA Rotary Joint(DC~18G) SMA(F)-SMA(F) |  |  | 1 |  | 2.5 | [23 empty] | #DIVIDE BY ZERO | #DIVIDE BY ZERO
[5 empty] | A212.X | Passive PCB Golden Antenna | B523-A-PCB-700M6G |  | SMA Straight PCB Jack Flat Pin(SMA2H1B50-0080A/91) |  |  | 1 |  | 1.5 | [8 empty] | Golden 天線 | [14 empty] | #DIVIDE BY ZERO | #DIVIDE BY ZERO
[5 empty] | A212.X | 低噪放大器 1-18GHz | B135-R-500M18G |  | 頻率範圍器:500MHz~18GHz,噪聲係數:2.8dBmax（500MHz～1GHz 可能在10dB左右），增益：30dB |  |  | 1 |  | 76.08 | [23 empty] | #DIVIDE BY ZERO | #DIVIDE BY ZERO
[5 empty] | A212.X | N Jack to SMA Plug Adaptor 18GHz 73J78PNS5BF008B | B123-B-20 |  | Frequency：DC~12GHz (AD-N1A25A/133-93) |  |  | 7 |  | 2.8 | [8 empty] | 現場備用 | [14 empty] | #DIVIDE BY ZERO | #DIVIDE BY ZERO
[5 empty] | A212.X | 坦聯轉桌 旋轉接頭套件 | B565-F-SJ01 |  |  |  |  | 1 |  | 0.5 | [8 empty] | 坦聯轉桌需要 | [14 empty] | #DIVIDE BY ZERO | #DIVIDE BY ZERO
[5 empty] | A212.X | 十大標配紙箱 | B251-F-Standard |  | 外箱 580*495*328 仿 AB 楞，內箱 570*482*70 B 楞 |  |  | 1 |  | 0.15 | [23 empty] | #DIVIDE BY ZERO | #DIVIDE BY ZERO
0-未開 |  |  |  |  | A212.X | FM-S11 Measurement Switching System (Passive 6 GHz)/ (Cellular)/ (BT/Wi-Fi) -Passive for 2 port VNA -Active for Cellular TRP / TIS -Active for Bluetooth / Wi-Fi -Frequency: 0.5 - 18GHz -RF Cables: up to 18GHz -Rotary Joint included -DRE-Dynamic range extender for Bluetooth / Wi-Fi | A214.S115 |  | 硬體成本10% | [13 empty] | M3 | [14 empty] | #DIVIDE BY ZERO | #DIVIDE BY ZERO
2-開發 |  |  |  |  | A212.X | FM-S11-E Measurement Switching System (Passive 8 GHz)/ (Cellular)/ (BT/Wi-Fi) -Passive for 2 port VNA -Active for Cellular TRP / TIS -Active for Bluetooth / Wi-Fi -Frequency: 0.5 - 18GHz -RF Cables: up to 18GHz -Rotary Joint included -DRE-Dynamic range extender for Passive -DRE-Dynamic range extender (Frequency: 0.5 - 8GHz) for Bluetooth / Wi-Fi -Passive golden sample: 0.65 - 8.5GHz | A214.S116 |  | 硬體成本10% |  |  |  |  | 392.64 | [8 empty] | M3 | [14 empty] | #DIVIDE BY ZERO | #DIVIDE BY ZERO
[5 empty] | A212.X | FL-410S SMA(M)-SMA(F)-Core-70cm CA78P78J95-700S3 | B553-B-78P78J95700S3 |  |  |  |  | 2 |  | 6.4 | [8 empty] | DUT1 | [14 empty] | #DIVIDE BY ZERO | #DIVIDE BY ZERO
[5 empty] | A212.X | FL-410S SMA(M)-SMA(M)-Core-300cm CA78P78P95-3MS3 | B553-B-78P78P953MS3 |  | 藍色線，有磁環300cm(CA78P78P95-3MS3) |  |  | 1 |  | 8.2 | [8 empty] | TT上 | [14 empty] | #DIVIDE BY ZERO | #DIVIDE BY ZERO
[5 empty] | A212.X | GL200SC SMA(M)-SMA(M)-150cm CA78P78P00-1M5U3 | B553-B-78P78P001M5U3 |  | 黃色線150cm(CA78P78P00-1M5U3) |  |  | 3 |  | 10.2 | [8 empty] | 所有Panel到Switching Box上(4G Link)(H/V) | [14 empty] | #DIVIDE BY ZERO | #DIVIDE BY ZERO
[5 empty] | A212.X | GL200SC SMA(M)-SMA(M)-150cm CA78P78P00-1M5U3 | B553-B-78P78P001M5U3 |  | 黃色線150cm(CA73P73P00-1M5U2) |  |  | 5 |  | 17 | [23 empty] | #DIVIDE BY ZERO | #DIVIDE BY ZERO
[5 empty] | A212.X | GL200SC SMA(M)-SMA(M)-150cm CA78P78P00-1M5U3 | B553-B-78P78P001M5U3 |  | 黃色線150cm(CA73P73P00-1M5U2) |  |  | 1 |  | 3.4 | [8 empty] | 放大器-NA Port2 | [14 empty] | #DIVIDE BY ZERO | #DIVIDE BY ZERO
[5 empty] | A212.X | GL200SC SMA(M)-SMA(M)-150cm CA78P78P00-1M5U3 | B553-B-78P78P001M5U3 |  | 黃色線150cm(CA73P73P00-1M5U2) |  |  | 4 |  | 13.6 | [8 empty] | 所有N頭儀器到Wi-Fi Box上, (BT in/ BT out/ Wi-Fi in/ Wi-Fi out) | [14 empty] | #DIVIDE BY ZERO | #DIVIDE BY ZERO
[5 empty] | A212.X | GL200SC SMA(M)-SMA(M)-150cm CA78P78P00-1M5U3 | B553-B-78P78P001M5U3 |  | 黃色線150cm(CA73P73P00-1M5U2) |  |  | 1 |  | 3.4 | [8 empty] | Panel到Wi-Fi Box上(Link2) | [14 empty] | #DIVIDE BY ZERO | #DIVIDE BY ZERO
[5 empty] | A212.X | GL200SC SMA(M)-SMA(M)-250cm CA78P78P00-2M5U3 | B553-B-78P78P002M5U3 |  | 黃色線250cm(CA78P73P00-2M5U2) |  |  | 1 |  | 4.8 | [8 empty] | NA Port1-Panel | [14 empty] | #DIVIDE BY ZERO | #DIVIDE BY ZERO
[5 empty] | A212.X | GL200SC SMA(M)-SMA(M)-650cm CA78P78P00-6M5U3 | B553-B-78P78P006M5U3 |  | 500cm |  |  | 2 |  | 17 | [8 empty] | Panel to 4G Link x1 Panel-TT | [14 empty] | #DIVIDE BY ZERO | #DIVIDE BY ZERO
[5 empty] | A212.X | GL200SC SMA(M)-SMA(M)-650cm CA78P78P00-6M5U3 | B553-B-78P78P006M5U3 |  | 500cm |  |  | 2 |  | 17 | [8 empty] | M1 SW-Panel (H/V) 純被動只需要一條,(HV在M1 Sw上切換) | [14 empty] | #DIVIDE BY ZERO | #DIVIDE BY ZERO
[5 empty] | A212.X | GL200SC SMA(M)-SMA(M)-650cm CA78P78P00-6M5U3 | B553-B-78P78P006M5U3 |  | 黃色線500cm |  |  | 1 |  | 8.5 | [8 empty] | Panel to Link2 x1 | [14 empty] | #DIVIDE BY ZERO | #DIVIDE BY ZERO
[5 empty] | A212.X | GL200SC SMA(M)-SMA(M)-150cm CA78P78P00-1M5U3 | B553-B-78P78P001M5U3 |  | 黃色線150cm(CA78P78P00-1M5U3) |  |  | 1 |  | 3.4 | [8 empty] | Switch-放大器 | [14 empty] | #DIVIDE BY ZERO | #DIVIDE BY ZERO
[5 empty] | A212.X | GL200SC SMA(M)-SMA(M)-250cm CA78P78P00-2M5U3 | B553-B-78P78P002M5U3 |  | 黃色線200cm |  |  | 1 |  | 4.8 | [8 empty] | 現場備用 | [14 empty] | #DIVIDE BY ZERO | #DIVIDE BY ZERO
[5 empty] | A212.X | GPIB Cable 1M | B211-E-GPIB-1M |  | 長度 1M |  |  | 3 |  | 1.41 | [8 empty] | 電腦到BS及SA及NA | [14 empty] | #DIVIDE BY ZERO | #DIVIDE BY ZERO
[5 empty] | A212.X | Link Antenna | B523-A-Link |  | Link antenna PCB Dim= 24cm |  |  | 1 |  | 1.6 | [8 empty] | Link天線 | [14 empty] | #DIVIDE BY ZERO | #DIVIDE BY ZERO
[5 empty] | A212.X | Link Antenna | B523-A-Link |  | Link antenna PCB Dim= 24cm |  |  | 1 |  | 1.6 | [8 empty] | Link2 天線 | [14 empty] | #DIVIDE BY ZERO | #DIVIDE BY ZERO
[5 empty] | A212.X | OTA Switching Box(Active&Passive&Extender) | B521-A-OTASW-APE |  | -Frequency: 400 ~ 6000 MHz -Path: TRP、TIS、Passive -Support up to 6 communication tester -Dynamic extender for link |  |  | 1 |  | 185 | [23 empty] | #DIVIDE BY ZERO | #DIVIDE BY ZERO
[5 empty] | A212.X | RS-232 Cable 1.8M | B211-K-W7271 |  | 9公-9公 長度 1.8M (一體成型) |  |  | 1 |  | 0.1 | [8 empty] | 路徑切換器接控制電腦 | [14 empty] | #DIVIDE BY ZERO | #DIVIDE BY ZERO
[5 empty] | A212.X | RS-232 Cable 1.8M | B211-K-W7271 |  | 9公-9公 長度 1.8M (一體成型) |  |  | 1 |  | 0.1 | [8 empty] | 路徑切換器接控制電腦 | [14 empty] | #DIVIDE BY ZERO | #DIVIDE BY ZERO
[5 empty] | A212.X | SMA Rotary Joint | B556-B-01 |  | SMA Rotary Joint(DC~18G) SMA(F)-SMA(F) |  |  | 1 |  | 2.5 | [23 empty] | #DIVIDE BY ZERO | #DIVIDE BY ZERO
[5 empty] | A212.X | Passive PCB Golden Antenna | B523-A-PCB-700M6G |  | 夾距：0.8mm(0.031inch)，Frequency：DC~18GHz |  |  | 1 |  | 1.5 | [8 empty] | Golden 天線 | [14 empty] | #DIVIDE BY ZERO | #DIVIDE BY ZERO
[5 empty] | A212.X | 低噪放大器 1-18GHz | B135-R-500M18G |  | 頻率範圍器:500MHz~18GHz,噪聲係數:2.8dBmax（500MHz～1GHz 可能在10dB左右），增益：30dB |  |  | 1 |  | 76.08 | [23 empty] | #DIVIDE BY ZERO | #DIVIDE BY ZERO
[5 empty] | A212.X | N Jack to SMA Plug Adaptor 18GHz 73J78PNS5BF008B | B123-B-20 |  | Frequency：DC~12GHz (AD-N1A25A/133-93) |  |  | 11 |  | 4.4 | [8 empty] | 現場備用 | [14 empty] | #DIVIDE BY ZERO | #DIVIDE BY ZERO
[5 empty] | A212.X | 坦聯轉桌 旋轉接頭套件 | B565-F-SJ01 |  |  |  |  | 1 |  | 0.5 | [8 empty] | 坦聯轉桌需要 | [14 empty] | #DIVIDE BY ZERO | #DIVIDE BY ZERO
[5 empty] | A212.X | 十大標配紙箱 | B251-F-Standard |  | 外箱 580*495*328 仿 AB 楞，內箱 570*482*70 B 楞 |  |  | 1 |  | 0.15 | [23 empty] | #DIVIDE BY ZERO | #DIVIDE BY ZERO
0-未開 |  |  |  |  | A212.X | FM-S11 Measurement Switching System (Passive 6 GHz)/ (Cellular)/ (BT/Wi-Fi)/ (5GNR FR1) -Passive for 2 port VNA -Active for Cellular TRP / TIS -Active for Bluetooth / Wi-Fi -Frequency: 0.5 - 18GHz -RF Cables: up to 18GHz -Rotary Joint included -DRE-Dynamic range extender for Bluetooth / Wi-Fi -DRE-Dynamic range extender for 5GNR FR1 | A214.S117 |  | 硬體成本10% | [13 empty] | M3 | [14 empty] | #DIVIDE BY ZERO | #DIVIDE BY ZERO
2-開發 |  |  |  |  | A212.X | FM-S11-E Measurement Switching System (Passive 8 GHz)/ (Cellular)/ (BT/Wi-Fi)/ (5GNR FR1) -Passive for 2 port VNA -Active for Cellular TRP / TIS -Active for Bluetooth / Wi-Fi -Frequency: 0.5 - 18GHz -RF Cables: up to 18GHz -Rotary Joint included -DRE-Dynamic range extender for Passive -DRE-Dynamic range extender (Frequency: 0.5 - 8GHz) for Bluetooth / Wi-Fi / 5GNR FR1 -Passive golden sample: 0.65 - 8.5GHz | A214.S118 |  | 硬體成本10% |  |  |  |  | 400.24 | [8 empty] | M3 | [14 empty] | #DIVIDE BY ZERO | #DIVIDE BY ZERO
[6 empty] | FL-410S SMA(M)-SMA(F)-Core-70cm CA78P78J95-700S3 | B553-B-78P78J95700S3 |  |  |  |  | 2 |  | 6.4 | [8 empty] | DUT1
[6 empty] | FL-410S SMA(M)-SMA(M)-Core-300cm CA78P78P95-3MS3 | B553-B-78P78P953MS3 |  | 藍色線，有磁環300cm(CA78P78P95-3MS3) |  |  | 1 |  | 8.2 | [8 empty] | TT上
[6 empty] | GL200SC SMA(M)-SMA(M)-150cm CA78P78P00-1M5U3 | B553-B-78P78P001M5U3 |  | 黃色線150cm(CA78P78P00-1M5U3) |  |  | 3 |  | 10.2 | [8 empty] | 所有Panel到Switching Box上(4G Link)(H/V)
[6 empty] | GL200SC SMA(M)-SMA(M)-150cm CA78P78P00-1M5U3 | B553-B-78P78P001M5U3 |  | 黃色線150cm(CA73P73P00-1M5U2) |  |  | 5 |  | 17 | [8 empty] | 所有N頭儀器到Switching Box上, Box上(4G in/ 4G out/ 3G in/ 3G out/ SA)
[6 empty] | GL200SC SMA(M)-SMA(M)-150cm CA78P78P00-1M5U3 | B553-B-78P78P001M5U3 |  | 黃色線150cm(CA73P73P00-1M5U2) |  |  | 1 |  | 3.4 | [8 empty] | 放大器-NA Port2
[6 empty] | GL200SC SMA(M)-SMA(M)-150cm CA78P78P00-1M5U3 | B553-B-78P78P001M5U3 |  | 黃色線150cm(CA73P73P00-1M5U2) |  |  | 6 |  | 20.4 | [8 empty] | 所有N頭儀器到Wi-Fi Box上, (BT in/ BT out/ Wi-Fi in/ Wi-Fi out)
[6 empty] | GL200SC SMA(M)-SMA(M)-150cm CA78P78P00-1M5U3 | B553-B-78P78P001M5U3 |  | 黃色線150cm(CA73P73P00-1M5U2) |  |  | 1 |  | 3.4 | [8 empty] | Panel到Wi-Fi Box上(Link2)
[6 empty] | GL200SC SMA(M)-SMA(M)-250cm CA78P78P00-2M5U3 | B553-B-78P78P002M5U3 |  | 黃色線250cm(CA78P73P00-2M5U2) |  |  | 1 |  | 4.8 | [8 empty] | NA Port1-Panel
[6 empty] | GL200SC SMA(M)-SMA(M)-650cm CA78P78P00-6M5U3 | B553-B-78P78P006M5U3 |  | 500cm |  |  | 2 |  | 17 | [8 empty] | Panel to 4G Link x1 Panel-TT
[6 empty] | GL200SC SMA(M)-SMA(M)-650cm CA78P78P00-6M5U3 | B553-B-78P78P006M5U3 |  | 500cm |  |  | 2 |  | 17 | [8 empty] | M1 SW-Panel (H/V) 純被動只需要一條,(HV在M1 Sw上切換)
[6 empty] | GL200SC SMA(M)-SMA(M)-650cm CA78P78P00-6M5U3 | B553-B-78P78P006M5U3 |  | 500cm |  |  | 1 |  | 8.5 | [8 empty] | Panel to Link2 x1
[6 empty] | GL200SC SMA(M)-SMA(M)-150cm CA78P78P00-1M5U3 | B553-B-78P78P001M5U3 |  | 黃色線150cm(CA78P78P00-1M5U3) |  |  | 1 |  | 3.4 | [8 empty] | Switch-放大器
[5 empty] | A212.X | GL200SC SMA(M)-SMA(M)-250cm CA78P78P00-2M5U3 | B553-B-78P78P002M5U3 |  | 黃色線200cm |  |  | 1 |  | 4.8 | [8 empty] | 現場備用 | [14 empty] | #DIVIDE BY ZERO | #DIVIDE BY ZERO
[5 empty] | A212.X | GPIB Cable 1M | B211-E-GPIB-1M |  | 長度 1M |  |  | 3 |  | 1.41 | [8 empty] | 電腦到BS及SA及NA | [14 empty] | #DIVIDE BY ZERO | #DIVIDE BY ZERO
[5 empty] | A212.X | Link Antenna | B523-A-Link |  | Link antenna PCB Dim= 24cm |  |  | 1 |  | 1.6 | [8 empty] | Link天線 | [14 empty] | #DIVIDE BY ZERO | #DIVIDE BY ZERO
[5 empty] | A212.X | Link Antenna | B523-A-Link |  | Link antenna PCB Dim= 24cm |  |  | 1 |  | 1.6 | [8 empty] | Link2 天線 | [14 empty] | #DIVIDE BY ZERO | #DIVIDE BY ZERO
[5 empty] | A212.X | OTA Switching Box(Active&Passive&Extender) | B521-A-OTASW-APE |  | -Frequency: 400 ~ 6000 MHz -Path: TRP、TIS、Passive -Support up to 6 communication tester -Dynamic extender for link |  |  | 1 |  | 185 | [23 empty] | #DIVIDE BY ZERO | #DIVIDE BY ZERO
[5 empty] | A212.X | RS-232 Cable 1.8M | B211-K-W7271 |  | 9公-9公 長度 1.8M (一體成型) |  |  | 1 |  | 0.1 | [8 empty] | 路徑切換器接控制電腦 | [14 empty] | #DIVIDE BY ZERO | #DIVIDE BY ZERO
[5 empty] | A212.X | RS-232 Cable 1.8M | B211-K-W7271 |  | 9公-9公 長度 1.8M (一體成型) |  |  | 1 |  | 0.1 | [8 empty] | 路徑切換器接控制電腦 | [14 empty] | #DIVIDE BY ZERO | #DIVIDE BY ZERO
[5 empty] | A212.X | SMA Rotary Joint | B556-B-01 |  | SMA Rotary Joint(DC~18G) SMA(F)-SMA(F) |  |  | 1 |  | 2.5 | [23 empty] | #DIVIDE BY ZERO | #DIVIDE BY ZERO
[5 empty] | A212.X | Passive PCB Golden Antenna | B523-A-PCB-700M6G |  | 夾距：0.8mm(0.031inch)，Frequency：DC~18GHz |  |  | 1 |  | 1.5 | [8 empty] | Golden 天線 | [14 empty] | #DIVIDE BY ZERO | #DIVIDE BY ZERO
[5 empty] | A212.X | 低噪放大器 1-18GHz | B135-R-500M18G |  | 頻率範圍器:500MHz~18GHz,噪聲係數:2.8dBmax（500MHz～1GHz 可能在10dB左右），增益：30dB |  |  | 1 |  | 76.08 | [23 empty] | #DIVIDE BY ZERO | #DIVIDE BY ZERO
[5 empty] | A212.X | N Jack to SMA Plug Adaptor 18GHz 73J78PNS5BF008B | B123-B-20 |  | Frequency：DC~12GHz (AD-N1A25A/133-93) |  |  | 13 |  | 5.2 | [8 empty] | 現場備用 | [14 empty] | #DIVIDE BY ZERO | #DIVIDE BY ZERO
[5 empty] | A212.X | 坦聯轉桌 旋轉接頭套件 | B565-F-SJ01 |  |  |  |  | 1 |  | 0.5 | [8 empty] | 坦聯轉桌需要 | [14 empty] | #DIVIDE BY ZERO | #DIVIDE BY ZERO
[5 empty] | A212.X | 十大標配紙箱 | B251-F-Standard |  | 外箱 580*495*328 仿 AB 楞，內箱 570*482*70 B 楞 |  |  | 1 |  | 0.15 | [23 empty] | #DIVIDE BY ZERO | #DIVIDE BY ZERO
3-量產 |  |  |  |  | A212.X | FM-S13 OTA Measurement System (A-Class) | A214.S13 |  | 硬體成本10% | [28 empty] | #DIVIDE BY ZERO | #DIVIDE BY ZERO
0-未開 |  |  |  |  | A212.X | FM-S13 Measurement Switching System (Passive 6 GHz) -Passive for 2 port VNA -Frequency: 0.5 - 18GHz -RF Cables: up to 18GHz -Rotary Joint included |  |  | 硬體成本10% | [13 empty] | M3 | [14 empty] | #DIVIDE BY ZERO | #DIVIDE BY ZERO
2-開發 |  |  |  |  | A212.X | FM-S13-E Measurement Switching System with DRE (A6/ A8)(Passive 8 GHz) -Passive for 2 port VNA -Frequency: 0.5 - 18GHz -RF Cables: up to 18GHz -Rotary Joint included -DRE-Dynamic range extender for Passive -Passive golden sample: 0.65 - 8.5GHz | A214.S130 |  | 硬體成本10% |  |  |  |  | 236.9931 | [8 empty] | M3 | [14 empty] | #DIVIDE BY ZERO | #DIVIDE BY ZERO
[5 empty] | A212.X | FL-410S SMA(M)-SMA(F)-150cm | B553-B-78P78J951M5S4 |  | 高頻電纜 UltraFlex 0307 SMA(M)-SMA(F))-150cm |  |  | 1 |  | 4 | [8 empty] | TT 內 | [14 empty] | #DIVIDE BY ZERO | #DIVIDE BY ZERO
[5 empty] | A212.X | FL-410S SMA(M)-SMA(M)-Core-70cm | B553-B-78P78P95700S3 |  |  |  |  | 2 |  | 6.4 | [8 empty] | DUT1 | [14 empty] | #DIVIDE BY ZERO | #DIVIDE BY ZERO
[5 empty] | A212.X | FL-410S SMA(M)-SMA(M)-Core-300cm | B553-B-78P78P953MS3 |  | 藍色線，有磁環300cm(CA78P78P95-3MS3) |  |  | 1 |  | 8.2 | [8 empty] | TT上 | [14 empty] | #DIVIDE BY ZERO | #DIVIDE BY ZERO
[5 empty] | A212.X | GL200SC SMA(M)-SMA(M)-150cm | B553-B-78P78P001M5U3 |  | 黃色線150cm(CA78P78P00-1M5U3) |  |  | 2 |  | 6.8 | [8 empty] | 所有Panel到Switching Box上(H/V) | [14 empty] | #DIVIDE BY ZERO | #DIVIDE BY ZERO
[5 empty] | A212.X | GL200SC SMA(M)-SMA(M)-150cm | B553-B-78P78P001M5U3 |  | 黃色線150cm(CA78P78P00-1M5U3) |  |  | 1 |  | 3.4 | [8 empty] | Switch-放大器 | [14 empty] | #DIVIDE BY ZERO | #DIVIDE BY ZERO
[5 empty] | A212.X | GL200SC SMA(M)-SMA(M)-150cm | B553-B-78P78P001M5U3 |  | 黃色線150cm(CA73P73P00-1M5U2) |  |  | 1 |  | 3.4 | [8 empty] | 放大器-NA Port2 | [14 empty] | #DIVIDE BY ZERO | #DIVIDE BY ZERO
[5 empty] | A212.X | GL200SC SMA(M)-SMA(M)-250cm | B553-B-78P78P002M5U3 |  | 黃色線250cm(CA78P73P00-2M5U2) |  |  | 1 |  | 4.8 | [8 empty] | NA Port1-Panel | [14 empty] | #DIVIDE BY ZERO | #DIVIDE BY ZERO
[5 empty] | A212.X | GL200SC SMA(M)-SMA(M)-650cm | B553-B-78P78P006M5U3 |  | 黃色線650cm |  |  | 1 |  | 7.7 | [8 empty] | Panel-TT | [14 empty] | #DIVIDE BY ZERO | #DIVIDE BY ZERO
[5 empty] | A212.X | GL200SC SMA(M)-SMA(M)-650cm | B553-B-78P78P006M5U3 |  | 黃色線650cm |  |  | 2 |  | 15.4 | [8 empty] | 牆上天線到Panel | [14 empty] | #DIVIDE BY ZERO | #DIVIDE BY ZERO
[5 empty] | A212.X | GPIB Cable 1M | B211-E-GPIB-1M |  | 長度 1M |  |  | 1 |  | 0.47 | [8 empty] | 電腦到網儀 | [14 empty] | #DIVIDE BY ZERO | #DIVIDE BY ZERO
[5 empty] | A212.X | SMA Rotary Joint | B556-B-01 |  | SMA Rotary Joint(DC~18G) SMA(F)-SMA(F) |  |  | 2 |  | 5 | [23 empty] | #DIVIDE BY ZERO | #DIVIDE BY ZERO
[5 empty] | A212.X | RF Adaptor R/A SMA(M)-SMA(F) | B123-B-19 |  |  |  |  | 2 |  | 0.22 | [8 empty] | 接在旋轉接頭上 | [14 empty] | #DIVIDE BY ZERO | #DIVIDE BY ZERO
[5 empty] | A212.X | RF Adaptor N(M)-SMA(F) | B123-B-20 |  |  |  |  | 4 |  | 1.6 | [8 empty] | 現場備用 | [14 empty] | #DIVIDE BY ZERO | #DIVIDE BY ZERO
[5 empty] | A212.X | Passive PCB Golden Antenna | B523-A-PCB-700M6G |  | SMA Straight PCB Jack Flat Pin(SMA2H1B50-0080A/91) |  |  | 1 |  | 1.53 | [8 empty] | Golden 天線 | [14 empty] | #DIVIDE BY ZERO | #DIVIDE BY ZERO
[5 empty] | A212.X | OTA Switching Box(Active&Passive) | B521-A-OTASW-AP |  | -Frequency: 400 ~ 6000 MHz -Path: TRP、TIS、Passive -Support up to 6 communication tester -Dynamic extender for link |  |  | 1 |  | 86.6531 | [23 empty] | #DIVIDE BY ZERO | #DIVIDE BY ZERO
[5 empty] | A212.X | RS-232 Cable 1.8M(M-F) | B211-K-W7271 |  |  |  |  | 2 |  | 0.16 | [8 empty] | 路徑切換器-電腦 濾波器-電腦 | [14 empty] | #DIVIDE BY ZERO | #DIVIDE BY ZERO
[5 empty] | A212.X | RS-232 Cable 5M(M-F) | B211-K-W9156 |  |  |  |  | 1 |  | 0.11 | [8 empty] | 濾波器-轉台控制器 | [14 empty] | #DIVIDE BY ZERO | #DIVIDE BY ZERO
[5 empty] | A212.X | Low noise amplifier-30dB | B555-R-500M18G |  | 頻率範圍器:500MHz~18GHz,噪聲係數:2.8dBmax（500MHz～1GHz 可能在10dB左右），增益：30dB |  |  | 1 |  | 81 | [8 empty] | 雙埠網儀 | [14 empty] | #DIVIDE BY ZERO | #DIVIDE BY ZERO
[5 empty] | A212.X | 十大標配紙箱 | B251-F-Standard |  | 外箱 580*495*328 仿 AB 楞，內箱 570*482*70 B 楞 |  |  | 1 |  | 0.15 | [23 empty] | #DIVIDE BY ZERO | #DIVIDE BY ZERO
2-開發 |  |  |  |  | A212.X | FM-S13-E Measurement Switching System with DRE (A6/ A8)(4 port Passive 8 GHz) -Passive for 4 port VNA -Frequency: 0.5 - 18GHz -RF Cables: up to 18GHz -Rotary Joint included -DRE-Dynamic range extender for Passive -Passive golden sample: 0.65 - 8.5GHz |  |  | 硬體成本10% |  |  |  |  | 0 | [8 empty] | M3 | [14 empty] | #DIVIDE BY ZERO | #DIVIDE BY ZERO
0-未開 |  |  |  |  | A212.X | FM-S13 Measurement Switching System (A6/ A8)(Passive 6 GHz)/ (Cellular) -Passive for 2 port VNA -Active for Cellular TRP / TIS -Frequency: 0.5 - 18GHz -RF Cables: up to 18GHz -Rotary Joint included |  |  | 硬體成本10% | [13 empty] | M3 | [14 empty] | #DIVIDE BY ZERO | #DIVIDE BY ZERO
2-開發 |  |  |  |  | A212.X | FM-S13-E Measurement Switching System (A6/ A8)(Passive 8 GHz)/ (Cellular) -Passive for 2 port VNA -Active for Cellular TRP / TIS -Frequency: 0.5 - 18GHz -RF Cables: up to 18GHz -Rotary Joint included -DRE-Dynamic range extender for Passive -Passive golden sample: 0.65 - 8.5GHz | A214.S131 |  | 硬體成本10% |  |  |  |  | 282.1631 | [8 empty] | M3 | [14 empty] | #DIVIDE BY ZERO | #DIVIDE BY ZERO
[5 empty] | A212.X | FL-410S SMA(M)-SMA(F)-150cm | B553-B-78P78J951M5S4 |  | 高頻電纜 UltraFlex 0307 SMA(M)-SMA(F))-150cm |  |  | 1 |  | 4 | [8 empty] | TT 內 | [14 empty] | #DIVIDE BY ZERO | #DIVIDE BY ZERO
[5 empty] | A212.X | FL-410S SMA(M)-SMA(M)-Core-70cm | B553-B-78P78P95700S3 |  |  |  |  | 2 |  | 6.4 | [8 empty] | DUT1 | [14 empty] | #DIVIDE BY ZERO | #DIVIDE BY ZERO
[5 empty] | A212.X | FL-410S SMA(M)-SMA(M)-Core-300cm | B553-B-78P78P953MS3 |  | 藍色線，有磁環300cm(CA78P78P95-3MS3) |  |  | 1 |  | 8.2 | [8 empty] | TT上 | [14 empty] | #DIVIDE BY ZERO | #DIVIDE BY ZERO
[5 empty] | A212.X | GL200SC SMA(M)-SMA(M)-150cm | B553-B-78P78P001M5U3 |  | 黃色線150cm(CA78P78P00-1M5U3) |  |  | 3 |  | 10.2 | [8 empty] | 所有Panel到Switching Box上(4G Link)(H/V) | [14 empty] | #DIVIDE BY ZERO | #DIVIDE BY ZERO
[5 empty] | A212.X | GL200SC SMA(M)-SMA(M)-150cm | B553-B-78P78P001M5U3 |  | 黃色線150cm(CA73P73P00-1M5U2) |  |  | 5 |  | 17 | [8 empty] | 所有N頭儀器到Switching Box上, Box上(4G in/ 4G out/ 3G in/ 3G out/ SA) | [14 empty] | #DIVIDE BY ZERO | #DIVIDE BY ZERO
[5 empty] | A212.X | GL200SC SMA(M)-SMA(M)-150cm | B553-B-78P78P001M5U3 |  | 黃色線150cm(CA78P78P00-1M5U3) |  |  | 1 |  | 3.4 | [8 empty] | Switch-放大器 | [14 empty] | #DIVIDE BY ZERO | #DIVIDE BY ZERO
[5 empty] | A212.X | GL200SC SMA(M)-SMA(M)-150cm | B553-B-78P78P001M5U3 |  | 黃色線150cm(CA73P73P00-1M5U2) |  |  | 1 |  | 3.4 | [8 empty] | 放大器-NA Port2 | [14 empty] | #DIVIDE BY ZERO | #DIVIDE BY ZERO
[5 empty] | A212.X | GL200SC SMA(M)-SMA(M)-250cm | B553-B-78P78P002M5U3 |  | 黃色線250cm(CA78P73P00-2M5U2) |  |  | 1 |  | 4.8 | [8 empty] | NA Port1-Panel | [14 empty] | #DIVIDE BY ZERO | #DIVIDE BY ZERO
[5 empty] | A212.X | GL200SC SMA(M)-SMA(M)-650cm | B553-B-78P78P006M5U3 |  | 黃色線650cm |  |  | 2 |  | 15.4 | [8 empty] | Panel-TT Panel to 4G Link x1 | [14 empty] | #DIVIDE BY ZERO | #DIVIDE BY ZERO
[5 empty] | A212.X | GL200SC SMA(M)-SMA(M)-650cm | B553-B-78P78P006M5U3 |  | 黃色線650cm |  |  | 2 |  | 15.4 | [8 empty] | 牆上天線到Panel | [14 empty] | #DIVIDE BY ZERO | #DIVIDE BY ZERO
[5 empty] | A212.X | GL200SC SMA(M)-SMA(M)-650cm | B553-B-78P78P006M5U3 |  | 黃色線650cm |  |  | 1 |  | 7.7 | [8 empty] | Panel to Link2 x1 | [14 empty] | #DIVIDE BY ZERO | #DIVIDE BY ZERO
[5 empty] | A212.X | GL200SC SMA(M)-SMA(M)-250cm | B553-B-78P78P002M5U3 |  | 黃色線200cm |  |  | 1 |  | 4.8 | [8 empty] | 現場備用 | [14 empty] | #DIVIDE BY ZERO | #DIVIDE BY ZERO
[5 empty] | A212.X | GPIB Cable 1M | B211-E-GPIB-1M |  | 長度 1M |  |  | 3 |  | 1.41 | [8 empty] | 電腦到BS及SA及NA | [14 empty] | #DIVIDE BY ZERO | #DIVIDE BY ZERO
[5 empty] | A212.X | Link Antenna | B523-A-Link |  | Link antenna PCB Dim= 24cm |  |  | 1 |  | 1.63 | [8 empty] | Link天線 | [14 empty] | #DIVIDE BY ZERO | #DIVIDE BY ZERO
[5 empty] | A212.X | SMA Rotary Joint | B556-B-01 |  | SMA Rotary Joint(DC~18G) SMA(F)-SMA(F) |  |  | 2 |  | 5 | [23 empty] | #DIVIDE BY ZERO | #DIVIDE BY ZERO
[5 empty] | A212.X | RF Adaptor R/A SMA(M)-SMA(F) | B123-B-19 |  |  |  |  | 2 |  | 0.22 | [8 empty] | 接在旋轉接頭上 | [14 empty] | #DIVIDE BY ZERO | #DIVIDE BY ZERO
[5 empty] | A212.X | RF Adaptor N(M)-SMA(F) | B123-B-20 |  | Frequency：DC~12GHz (AD-N1A25A/133-93) |  |  | 9 |  | 3.6 | [8 empty] | 現場備用 | [14 empty] | #DIVIDE BY ZERO | #DIVIDE BY ZERO
[5 empty] | A212.X | OTA Switching Box(Active&Passive) | B521-A-OTASW-AP |  | -Frequency: 400 ~ 6000 MHz -Path: TRP、TIS、Passive -Support up to 6 communication tester -Dynamic extender for link |  |  | 1 |  | 86.6531 | [23 empty] | #DIVIDE BY ZERO | #DIVIDE BY ZERO
[5 empty] | A212.X | RS-232 Cable 1.8M(M-F) | B211-K-W7271 |  |  |  |  | 2 |  | 0.16 | [8 empty] | 路徑切換器-電腦 濾波器-電腦 | [14 empty] | #DIVIDE BY ZERO | #DIVIDE BY ZERO
[5 empty] | A212.X | RS-232 Cable 5M(M-F) | B211-K-W9156 |  |  |  |  | 1 |  | 0.11 | [8 empty] | 濾波器-轉台控制器 | [14 empty] | #DIVIDE BY ZERO | #DIVIDE BY ZERO
[5 empty] | A212.X | Low noise amplifier-30dB | B555-R-500M18G |  | 頻率範圍器:500MHz~18GHz,噪聲係數:2.8dBmax（500MHz～1GHz 可能在10dB左右），增益：30dB |  |  | 1 |  | 81 | [23 empty] | #DIVIDE BY ZERO | #DIVIDE BY ZERO
[5 empty] | A212.X | Passive PCB Golden Antenna | B523-A-PCB-700M6G |  | SMA Straight PCB Jack Flat Pin(SMA2H1B50-0080A/91) |  |  | 1 |  | 1.53 | [8 empty] | Golden 天線 | [14 empty] | #DIVIDE BY ZERO | #DIVIDE BY ZERO
[5 empty] | A212.X | 十大標配紙箱 | B251-F-Standard |  | 外箱 580*495*328 仿 AB 楞，內箱 570*482*70 B 楞 |  |  | 1 |  | 0.15 | [23 empty] | #DIVIDE BY ZERO | #DIVIDE BY ZERO
0-未開 |  |  |  |  | A212.X | FM-S13 Measurement Switching System (A6/ A8)(Passive 6 GHz)/ (Cellular)/ (BT/Wi-Fi) -Passive for 2 port VNA -Active for Cellular TRP / TIS -Active for Bluetooth / Wi-Fi -Frequency: 0.5 - 18GHz -RF Cables: up to 18GHz -Rotary Joint included -DRE-Dynamic range extender (Frequency: 0.5 - 8GHz) for Bluetooth / Wi-Fi |  |  | 硬體成本10% | [13 empty] | M3 | [14 empty] | #DIVIDE BY ZERO | #DIVIDE BY ZERO
2-開發 |  |  |  |  | A212.X | FM-S13-E Measurement Switching System (A6/ A8)(Passive 8 GHz)/ (Cellular)/ (BT/Wi-Fi) -Passive for 2 port VNA -Active for Cellular TRP / TIS -Active for Bluetooth / Wi-Fi -Frequency: 0.5 - 18GHz -RF Cables: up to 18GHz -Rotary Joint included -DRE-Dynamic range extender for Passive -DRE-Dynamic range extender (Frequency: 0.5 - 8GHz) for Bluetooth / Wi-Fi -Passive golden sample: 0.65 - 8.5GHz | A214.S136 |  | 硬體成本10% |  |  |  |  | 405.535 | [8 empty] | M3 | [14 empty] | #DIVIDE BY ZERO | #DIVIDE BY ZERO
[5 empty] | A212.X | FL-410S SMA(M)-SMA(F)-150cm | B553-B-78P78J951M5S4 |  | 高頻電纜 UltraFlex 0307 SMA(M)-SMA(F))-150cm |  |  | 1 |  | 4 | [8 empty] | TT 內 | [14 empty] | #DIVIDE BY ZERO | #DIVIDE BY ZERO
[5 empty] | A212.X | FL-410S SMA(M)-SMA(M)-Core-70cm | B553-B-78P78P95700S3 |  |  |  |  | 2 |  | 6.4 | [8 empty] | DUT1 | [14 empty] | #DIVIDE BY ZERO | #DIVIDE BY ZERO
[5 empty] | A212.X | FL-410S SMA(M)-SMA(M)-Core-300cm | B553-B-78P78P953MS3 |  | 藍色線，有磁環300cm(CA78P78P95-3MS3) |  |  | 1 |  | 8.2 | [8 empty] | TT上 | [14 empty] | #DIVIDE BY ZERO | #DIVIDE BY ZERO
[5 empty] | A212.X | GL200SC SMA(M)-SMA(M)-150cm | B553-B-78P78P001M5U3 |  | 黃色線150cm(CA78P78P00-1M5U3) |  |  | 3 |  | 10.2 | [8 empty] | 所有Panel到Switching Box上(4G Link)(H/V) | [14 empty] | #DIVIDE BY ZERO | #DIVIDE BY ZERO
[5 empty] | A212.X | GL200SC SMA(M)-SMA(M)-150cm | B553-B-78P78P001M5U3 |  | 黃色線150cm(CA73P73P00-1M5U2) |  |  | 5 |  | 17 | [8 empty] | 所有N頭儀器到Switching Box上, Box上(4G in/ 4G out/ 3G in/ 3G out/ SA) | [14 empty] | #DIVIDE BY ZERO | #DIVIDE BY ZERO
[5 empty] | A212.X | GL200SC SMA(M)-SMA(M)-150cm | B553-B-78P78P001M5U3 |  | 黃色線150cm(CA78P78P00-1M5U3) |  |  | 1 |  | 3.4 | [8 empty] | Switch-放大器 | [14 empty] | #DIVIDE BY ZERO | #DIVIDE BY ZERO
[5 empty] | A212.X | GL200SC SMA(M)-SMA(M)-150cm | B553-B-78P78P001M5U3 |  | 黃色線150cm(CA73P73P00-1M5U2) |  |  | 1 |  | 3.4 | [8 empty] | 放大器-NA Port2 | [14 empty] | #DIVIDE BY ZERO | #DIVIDE BY ZERO
[5 empty] | A212.X | GL200SC SMA(M)-SMA(M)-150cm | B553-B-78P78P001M5U3 |  | 黃色線150cm(CA73P73P00-1M5U2) |  |  | 10 |  | 34 | [8 empty] | 所有N頭儀器到Wi-Fi Box上, (BT in/ BT out/ Wi-Fi in/ Wi-Fi out) | [14 empty] | #DIVIDE BY ZERO | #DIVIDE BY ZERO
[5 empty] | A212.X | GL200SC SMA(M)-SMA(M)-150cm | B553-B-78P78P001M5U3 |  | 黃色線150cm(CA73P73P00-1M5U2) |  |  | 1 |  | 3.4 | [8 empty] | Panel到Wi-Fi Box上(Link2) | [14 empty] | #DIVIDE BY ZERO | #DIVIDE BY ZERO
[5 empty] | A212.X | GL200SC SMA(M)-SMA(M)-250cm | B553-B-78P78P002M5U3 |  | 黃色線250cm(CA78P73P00-2M5U2) |  |  | 1 |  | 4.8 | [8 empty] | NA Port1-Panel | [14 empty] | #DIVIDE BY ZERO | #DIVIDE BY ZERO
[5 empty] | A212.X | GL200SC SMA(M)-SMA(M)-650cm | B553-B-78P78P006M5U3 |  | 黃色線650cm |  |  | 2 |  | 15.4 | [8 empty] | Panel-TT Panel to 4G Link x1 | [14 empty] | #DIVIDE BY ZERO | #DIVIDE BY ZERO
[5 empty] | A212.X | GL200SC SMA(M)-SMA(M)-650cm | B553-B-78P78P006M5U3 |  | 黃色線650cm |  |  | 2 |  | 15.4 | [8 empty] | 牆上天線到Panel | [14 empty] | #DIVIDE BY ZERO | #DIVIDE BY ZERO
[5 empty] | A212.X | GL200SC SMA(M)-SMA(M)-650cm | B553-B-78P78P006M5U3 |  | 黃色線650cm |  |  | 1 |  | 7.7 | [8 empty] | Panel to Link2 x1 | [14 empty] | #DIVIDE BY ZERO | #DIVIDE BY ZERO
[5 empty] | A212.X | GL200SC SMA(M)-SMA(M)-250cm | B553-B-78P78P002M5U3 |  | 黃色線200cm |  |  | 1 |  | 4.8 | [8 empty] | 現場備用 | [14 empty] | #DIVIDE BY ZERO | #DIVIDE BY ZERO
[5 empty] | A212.X | GPIB Cable 1M | B211-E-GPIB-1M |  | 長度 1M |  |  | 4 |  | 1.88 | [8 empty] | 電腦到BS及SA及NA 跟 BT | [14 empty] | #DIVIDE BY ZERO | #DIVIDE BY ZERO
[5 empty] | A212.X | SMA Rotary Joint | B556-B-01 |  | SMA Rotary Joint(DC~18G) SMA(F)-SMA(F) |  |  | 2 |  | 5 | [23 empty] | #DIVIDE BY ZERO | #DIVIDE BY ZERO
[5 empty] | A212.X | RF Adaptor R/A SMA(M)-SMA(F) | B123-B-19 |  |  |  |  | 2 |  | 0.22 | [8 empty] | 接在旋轉接頭上 | [14 empty] | #DIVIDE BY ZERO | #DIVIDE BY ZERO
[5 empty] | A212.X | RF Adaptor N(M)-SMA(F) | B123-B-20 |  |  |  |  | 13 |  | 5.2 | [23 empty] | #DIVIDE BY ZERO | #DIVIDE BY ZERO
[5 empty] | A212.X | Link Antenna | B523-A-Link |  | Link antenna PCB Dim= 24cm |  |  | 1 |  | 1.63 | [8 empty] | Link天線 | [14 empty] | #DIVIDE BY ZERO | #DIVIDE BY ZERO
[5 empty] | A212.X | Link Antenna | B523-A-Link |  | Link antenna PCB Dim= 24cm |  |  | 1 |  | 1.63 | [8 empty] | Link2 天線 | [14 empty] | #DIVIDE BY ZERO | #DIVIDE BY ZERO
[5 empty] | A212.X | OTA Switching Box(Active&Passive&Extender) | B521-A-OTASW-APE |  | -Frequency: 400 ~ 6000 MHz -Path: TRP、TIS、Passive -Support up to 6 communication tester -Dynamic extender for link |  |  | 1 |  | 168.925 | [23 empty] | #DIVIDE BY ZERO | #DIVIDE BY ZERO
[5 empty] | A212.X | RS-232 Cable 1.8M(M-F) | B211-K-W7271 |  |  |  |  | 2 |  | 0.16 | [8 empty] | 路徑切換器-電腦 濾波器-電腦 | [14 empty] | #DIVIDE BY ZERO | #DIVIDE BY ZERO
[5 empty] | A212.X | RS-232 Cable 5M(M-F) | B211-K-W9156 |  |  |  |  | 1 |  | 0.11 | [8 empty] | 濾波器-轉台控制器 | [14 empty] | #DIVIDE BY ZERO | #DIVIDE BY ZERO
[5 empty] | A212.X | Low noise amplifier-30dB | B555-R-500M18G |  | 頻率範圍器:500MHz~18GHz,噪聲係數:2.8dBmax（500MHz～1GHz 可能在10dB左右），增益：30dB |  |  | 1 |  | 81 | [23 empty] | #DIVIDE BY ZERO | #DIVIDE BY ZERO
[5 empty] | A212.X | Passive PCB Golden Antenna | B523-A-PCB-700M6G |  | 夾距：0.8mm(0.031inch)，Frequency：DC~18GHz |  |  | 1 |  | 1.53 | [8 empty] | Golden 天線 | [14 empty] | #DIVIDE BY ZERO | #DIVIDE BY ZERO
[5 empty] | A212.X | 十大標配紙箱 | B251-F-Standard |  | 外箱 580*495*328 仿 AB 楞，內箱 570*482*70 B 楞 |  |  | 1 |  | 0.15 | [23 empty] | #DIVIDE BY ZERO | #DIVIDE BY ZERO
0-未開 |  |  |  |  | A212.X | FM-S13 Measurement Switching System (A6/ A8)(Passive 6 GHz)/ (Cellular)/ (BT/Wi-Fi)/ (5GNR FR1) -Passive for 2 port VNA -Active for Cellular TRP / TIS -Active for Bluetooth / Wi-Fi -Frequency: 0.5 - 18GHz -RF Cables: up to 18GHz -Rotary Joint included -DRE-Dynamic range extender (Frequency: 0.5 - 8GHz) for Bluetooth / Wi-Fi / 5GNR FR1 | A214.S137 |  | 硬體成本10% | [13 empty] | M3 | [14 empty] | #DIVIDE BY ZERO | #DIVIDE BY ZERO
2-開發 |  |  |  |  | A212.X | FM-S13-E Measurement Switching System (A6/ A8)(Passive 8 GHz)/ (Cellular)/ (BT/Wi-Fi)/ (5GNR FR1) -Passive for 2 port VNA -Active for Cellular TRP / TIS -Active for Bluetooth / Wi-Fi -Frequency: 0.5 - 18GHz -RF Cables: up to 18GHz -Rotary Joint included -DRE-Dynamic range extender for Passive -DRE-Dynamic range extender (Frequency: 0.5 - 8GHz) for Bluetooth / Wi-Fi / 5GNR FR1 -Passive golden sample: 0.65 - 8.5GHz | A214.S138 |  | 硬體成本10% |  |  |  |  | 392.735 | [8 empty] | M3 | [14 empty] | #DIVIDE BY ZERO | #DIVIDE BY ZERO
[5 empty] | A212.X | FL-410S SMA(M)-SMA(F)-150cm | B553-B-78P78J951M5S4 |  | 高頻電纜 UltraFlex 0307 SMA(M)-SMA(F))-150cm |  |  | 1 |  | 4 | [8 empty] | TT 內 | [14 empty] | #DIVIDE BY ZERO | #DIVIDE BY ZERO
[5 empty] | A212.X | FL-410S SMA(M)-SMA(M)-Core-70cm | B553-B-78P78P95700S3 |  |  |  |  | 2 |  | 6.4 | [8 empty] | DUT1 | [14 empty] | #DIVIDE BY ZERO | #DIVIDE BY ZERO
[6 empty] | FL-410S SMA(M)-SMA(M)-Core-300cm | B553-B-78P78P953MS3 |  | 藍色線，有磁環300cm(CA78P78P95-3MS3) |  |  | 1 |  | 8.2 | [8 empty] | TT上
[6 empty] | GL200SC SMA(M)-SMA(M)-150cm | B553-B-78P78P001M5U3 |  | 黃色線150cm(CA78P78P00-1M5U3) |  |  | 3 |  | 10.2 | [8 empty] | 所有Panel到Switching Box上(4G Link)(H/V)
[6 empty] | GL200SC SMA(M)-SMA(M)-150cm | B553-B-78P78P001M5U3 |  | 黃色線150cm(CA73P73P00-1M5U2) |  |  | 5 |  | 17 | [8 empty] | 所有N頭儀器到Switching Box上, Box上(4G in/ 4G out/ 3G in/ 3G out/ SA)
[6 empty] | GL200SC SMA(M)-SMA(M)-150cm | B553-B-78P78P001M5U3 |  | 黃色線150cm(CA78P78P00-1M5U3) |  |  | 1 |  | 3.4 | [8 empty] | Switch-放大器
[6 empty] | GL200SC SMA(M)-SMA(M)-150cm | B553-B-78P78P001M5U3 |  | 黃色線150cm(CA73P73P00-1M5U2) |  |  | 1 |  | 3.4 | [8 empty] | 放大器-NA Port2
[6 empty] | GL200SC SMA(M)-SMA(M)-150cm CA78P78P00-1M5U3 | B553-B-78P78P001M5U3 |  | 黃色線150cm(CA73P73P00-1M5U2) |  |  | 6 |  | 20.4 | [8 empty] | 所有N頭儀器到Wi-Fi Box上, (BT in/ BT out/ Wi-Fi in/ Wi-Fi out/ FR1 in/ FR1 out)
[6 empty] | GL200SC SMA(M)-SMA(M)-150cm | B553-B-78P78P001M5U3 |  | 黃色線150cm(CA73P73P00-1M5U2) |  |  | 1 |  | 3.4 | [8 empty] | Panel到Wi-Fi Box上(Link2)
[6 empty] | GL200SC SMA(M)-SMA(M)-250cm | B553-B-78P78P002M5U3 |  | 黃色線250cm(CA78P73P00-2M5U2) |  |  | 1 |  | 4.8 | [8 empty] | NA Port1-Panel
[5 empty] | A212.X | GL200SC SMA(M)-SMA(M)-650cm | B553-B-78P78P006M5U3 |  | 黃色線650cm |  |  | 2 |  | 15.4 | [8 empty] | Panel-TT Panel to 4G Link x1 | [14 empty] | #DIVIDE BY ZERO | #DIVIDE BY ZERO
[5 empty] | A212.X | GL200SC SMA(M)-SMA(M)-650cm | B553-B-78P78P006M5U3 |  | 黃色線650cm |  |  | 2 |  | 15.4 | [8 empty] | 牆上天線到Panel | [14 empty] | #DIVIDE BY ZERO | #DIVIDE BY ZERO
[5 empty] | A212.X | GL200SC SMA(M)-SMA(M)-650cm | B553-B-78P78P006M5U3 |  | 黃色線650cm |  |  | 1 |  | 7.7 | [8 empty] | Panel to Link2 x1 | [14 empty] | #DIVIDE BY ZERO | #DIVIDE BY ZERO
[5 empty] | A212.X | GL200SC SMA(M)-SMA(M)-250cm | B553-B-78P78P002M5U3 |  | 黃色線200cm |  |  | 1 |  | 4.8 | [8 empty] | 現場備用 | [14 empty] | #DIVIDE BY ZERO | #DIVIDE BY ZERO
[5 empty] | A212.X | GPIB Cable 1M | B211-E-GPIB-1M |  | 長度 1M |  |  | 4 |  | 1.88 | [8 empty] | 電腦到BS及SA及NA跟BT | [14 empty] | #DIVIDE BY ZERO | #DIVIDE BY ZERO
[5 empty] | A212.X | SMA Rotary Joint | B556-B-01 |  | SMA Rotary Joint(DC~18G) SMA(F)-SMA(F) |  |  | 2 |  | 5 | [23 empty] | #DIVIDE BY ZERO | #DIVIDE BY ZERO
[5 empty] | A212.X | RF Adaptor R/A SMA(M)-SMA(F) | B123-B-19 |  |  |  |  | 2 |  | 0.22 | [8 empty] | 接在旋轉接頭上 | [14 empty] | #DIVIDE BY ZERO | #DIVIDE BY ZERO
[5 empty] | A212.X | RF Adaptor N(M)-SMA(F) | B123-B-20 |  |  |  |  | 15 |  | 6 | [23 empty] | #DIVIDE BY ZERO | #DIVIDE BY ZERO
[5 empty] | A212.X | Link Antenna | B523-A-Link |  | Link antenna PCB Dim= 24cm |  |  | 1 |  | 1.63 | [8 empty] | Link天線 | [14 empty] | #DIVIDE BY ZERO | #DIVIDE BY ZERO
[5 empty] | A212.X | OTA Switching Box(Active&Passive&Extender) | B521-A-OTASW-APE |  | -Frequency: 400 ~ 6000 MHz -Path: TRP、TIS、Passive -Support up to 6 communication tester -Dynamic extender for link |  |  | 1 |  | 168.925 | [23 empty] | #DIVIDE BY ZERO | #DIVIDE BY ZERO
[5 empty] | A212.X | RS-232 Cable 1.8M(M-F) | B211-K-W7271 |  |  |  |  | 2 |  | 0.16 | [8 empty] | 路徑切換器-電腦 濾波器-電腦 | [14 empty] | #DIVIDE BY ZERO | #DIVIDE BY ZERO
[5 empty] | A212.X | RS-232 Cable 5M(M-F) | B211-K-W9156 |  |  |  |  | 1 |  | 0.11 | [8 empty] | 濾波器-轉台控制器 | [14 empty] | #DIVIDE BY ZERO | #DIVIDE BY ZERO
[5 empty] | A212.X | Low noise amplifier-30dB | B555-R-500M18G |  | 頻率範圍器:500MHz~18GHz,噪聲係數:2.8dBmax（500MHz～1GHz 可能在10dB左右），增益：30dB |  |  | 1 |  | 81 | [23 empty] | #DIVIDE BY ZERO | #DIVIDE BY ZERO
[5 empty] | A212.X | Passive PCB Golden Antenna | B523-A-PCB-700M6G |  | 夾距：0.8mm(0.031inch)，Frequency：DC~18GHz |  |  | 1 |  | 1.53 | [8 empty] | Golden 天線 | [14 empty] | #DIVIDE BY ZERO | #DIVIDE BY ZERO
[5 empty] | A212.X | Link Antenna | B523-A-Link |  | Link antenna PCB Dim= 24cm |  |  | 1 |  | 1.63 | [8 empty] | Link2 天線 | [14 empty] | #DIVIDE BY ZERO | #DIVIDE BY ZERO
[5 empty] | A212.X | 十大標配紙箱 | B251-F-Standard |  | 外箱 580*495*328 仿 AB 楞，內箱 570*482*70 B 楞 |  |  | 1 |  | 0.15 | [23 empty] | #DIVIDE BY ZERO | #DIVIDE BY ZERO
[5 empty] | A212.X | FM-S13-E Measurement Switching System with DRE (A6/ A8)(4 port Passive 8 GHz) -Passive for 4 port VNA -Frequency: 0.5 - 18GHz -RF Cables: up to 18GHz -Rotary Joint included -DRE-Dynamic range extender for Passive -Passive golden sample: 0.65 - 8.5GHz | A214.S139 | [30 empty] | #DIVIDE BY ZERO | #DIVIDE BY ZERO
2-開發 |  |  |  |  | A212.X | FM-S13-E Measurement Switching System with DRE (A3)(Passive 8 GHz) -Passive for 2 port VNA -Frequency: 0.5 - 18GHz -RF Cables: up to 18GHz -Rotary Joint included -DRE-Dynamic range extender for Passive -Passive golden sample: 0.65 - 8.5GHz | A214.S13A |  | 硬體成本10% |  |  |  |  | 222.62 | [8 empty] | M3 | [14 empty] | #DIVIDE BY ZERO | #DIVIDE BY ZERO
[5 empty] | A212.X | Passive PCB Golden Antenna | B523-A-PCB-700M6G |  | SMA Straight PCB Jack Flat Pin(SMA2H1B50-0080A/91) |  |  | 1 |  | 1.5 | [8 empty] | Golden 天線 | [14 empty] | #DIVIDE BY ZERO | #DIVIDE BY ZERO
[5 empty] | A212.X | FL-410S SMA(M)-SMA(M)-Core-70cm CA78P78P95-700S3 | B553-B-78P78P95700S3 |  |  |  |  | 2 |  | 6.4 | [8 empty] | DUT1 | [14 empty] | #DIVIDE BY ZERO | #DIVIDE BY ZERO
[5 empty] | A212.X | FL-410S SMA(M)-SMA(M)-Core-150cm CA78P78P95-1M5S3 | B553-B-78P78P951M5S3 |  | 藍色線，有磁環150cm |  |  | 1 |  | 4 | [8 empty] | TT上 | [14 empty] | #DIVIDE BY ZERO | #DIVIDE BY ZERO
[5 empty] | A212.X | GL200SC SMA(M)-SMA(M)-150cm CA78P78P00-1M5U3 | B553-B-78P78P001M5U3 |  | 黃色線150cm(CA73P73P00-1M5U2) |  |  | 1 |  | 4 | [8 empty] | 放大器-NA Port2 | [14 empty] | #DIVIDE BY ZERO | #DIVIDE BY ZERO
[5 empty] | A212.X | GL200SC SMA(M)-SMA(M)-250cm CA78P78P00-2M5U3 | B553-B-78P78P002M5U3 |  | 黃色線300cm |  |  | 1 |  | 4.8 | [8 empty] | NA Port1-Panel(金鐘罩Panel) | [14 empty] | #DIVIDE BY ZERO | #DIVIDE BY ZERO
[6 empty] | GL200SC SMA(M)-SMA(M)-150cm CA78P78P00-1M5U3 | B553-B-78P78P001M5U3 |  | 黃色線150cm |  |  | 2 |  | 6.8 | [8 empty] | 所有Panel到Switching Box上(H/V)
[6 empty] | GL200SC SMA(M)-SMA(M)-150cm CA78P78P00-1M5U3 | B553-B-78P78P001M5U3 |  | 黃色線150cm(CA78P78P00-1M5U3) |  |  | 1 |  | 3.4 | [8 empty] | Switch-放大器
[5 empty] | A212.X | FL-410S SMA(M)-SMA(M)-Core-150cm CA78P78P95-1M5S3 | B553-B-78P78P951M5S3 |  | 藍色線，有磁環150cm |  |  | 1 |  | 4 | [8 empty] | Panel-TT(金鐘罩Panel) | [14 empty] | #DIVIDE BY ZERO | #DIVIDE BY ZERO
[5 empty] | A212.X | GL200SC SMA(M)-SMA(M)-650cm CA78P78P00-6M5U3 | B553-B-78P78P006M5U3 |  | 黃色線450cm |  |  | 2 |  | 17 | [8 empty] | 牆上天線到Panel | [14 empty] | #DIVIDE BY ZERO | #DIVIDE BY ZERO
[5 empty] | A212.X | GPIB Cable 1M | B211-E-GPIB-1M |  | 長度 1M |  |  | 1 |  | 0.47 | [8 empty] | 電腦到網儀 | [14 empty] | #DIVIDE BY ZERO | #DIVIDE BY ZERO
[5 empty] | A212.X | Rotary Joint SMA 18GHz 7878VS500BD001B | B556-B-01 |  | SMA Rotary Joint(DC~18G) SMA(F)-SMA(F) |  |  | 2 |  | 5 | [23 empty] | #DIVIDE BY ZERO | #DIVIDE BY ZERO
[5 empty] | A212.X | RF Adaptor R/A SMA(M) to SMA(F) 7858NR500BD002B | B123-B-19 |  |  |  |  | 2 |  | 0.22 | [8 empty] | 接在旋轉接頭上 | [14 empty] | #DIVIDE BY ZERO | #DIVIDE BY ZERO
[5 empty] | A212.X | 低噪放大器 1-18GHz | B135-R-500M18G |  | 頻率範圍器:500MHz~18GHz,噪聲係數:2.8dBmax（500MHz～1GHz 可能在10dB左右），增益：30dB |  |  | 1 |  | 76.08 | [8 empty] | 雙埠網儀 | [14 empty] | #DIVIDE BY ZERO | #DIVIDE BY ZERO
[5 empty] | A212.X | OTA Switching Box(Active&Passive) | B521-A-OTASW-AP |  | -Frequency: 400 ~ 6000 MHz -Path: TRP、TIS、Passive -Support up to 6 communication tester -Dynamic extender for link |  |  | 1 |  | 87 | [23 empty] | #DIVIDE BY ZERO | #DIVIDE BY ZERO
[5 empty] | A212.X | RS-232 Cable 1.8M | B211-K-W7271 |  | 9公-9公 長度 1.8M (一體成型) |  |  | 1 |  | 0.1 | [8 empty] | 路徑切換器接控制電腦 | [14 empty] | #DIVIDE BY ZERO | #DIVIDE BY ZERO
[5 empty] | A212.X | RS-232 Cable 1.8M | B211-K-W7271 |  | 9公-9公 長度 1.8M (一體成型) |  |  | 1 |  | 0.1 | [8 empty] | 路徑切換器接控制電腦 | [14 empty] | #DIVIDE BY ZERO | #DIVIDE BY ZERO
[5 empty] | A212.X | N Jack to SMA Plug Adaptor 18GHz 73J78PNS5BF008B | B123-B-20 |  | Frequency：DC~12GHz (AD-N1A25A/133-93) |  |  | 4 |  | 1.6 | [8 empty] | 現場備用 | [14 empty] | #DIVIDE BY ZERO | #DIVIDE BY ZERO
[5 empty] | A212.X | 十大標配紙箱 | B251-F-Standard |  | 外箱 580*495*328 仿 AB 楞，內箱 570*482*70 B 楞 |  |  | 1 |  | 0.15 | [23 empty] | #DIVIDE BY ZERO | #DIVIDE BY ZERO
2-開發 |  |  |  |  | A212.X | FM-S13-E Measurement Switching System with DRE (A3)(4 port Passive 8 GHz) -Passive for 4 port VNA -Frequency: 0.5 - 18GHz -RF Cables: up to 18GHz -Rotary Joint included -DRE-Dynamic range extender for Passive -Passive golden sample: 0.65 - 8.5GHz |  |  | 硬體成本10% |  |  |  |  | 0 | [8 empty] | M3 | [14 empty] | #DIVIDE BY ZERO | #DIVIDE BY ZERO
2-開發 |  |  |  |  | A212.X | FM-S13-E Measurement Switching System (A3)(Passive 8 GHz)/ (Cellular) -Passive for 2 port VNA -Active for Cellular TRP / TIS -Frequency: 0.5 - 18GHz -RF Cables: up to 18GHz -Rotary Joint included -DRE-Dynamic range extender for Passive -Passive golden sample: 0.65 - 8.5GHz | A214.S13C |  | 硬體成本10% |  |  |  |  | 268.66 | [8 empty] | M3 | [14 empty] | #DIVIDE BY ZERO | #DIVIDE BY ZERO
[5 empty] | A212.X | FL-410S SMA(M)-SMA(M)-Core-70cm CA78P78P95-700S3 | B553-B-78P78P95700S3 |  |  |  |  | 2 |  | 6.4 | [8 empty] | DUT1 | [14 empty] | #DIVIDE BY ZERO | #DIVIDE BY ZERO
[5 empty] | A212.X | FL-410S SMA(M)-SMA(M)-Core-150cm CA78P78P95-1M5S3 | B553-B-78P78P951M5S3 |  | 藍色線，有磁環150cm |  |  | 1 |  | 4 | [8 empty] | TT上 | [14 empty] | #DIVIDE BY ZERO | #DIVIDE BY ZERO
[6 empty] | GL200SC SMA(M)-SMA(M)-150cm CA78P78P00-1M5U3 | B553-B-78P78P001M5U3 |  | 黃色線150cm |  |  | 3 |  | 10.2 | [8 empty] | 所有Panel到Switching Box上(4G Link)(H/V)
[5 empty] | A212.X | GL200SC SMA(M)-SMA(M)-150cm CA78P78P00-1M5U3 | B553-B-78P78P001M5U3 |  | 黃色線150cm(CA73P73P00-1M5U2) |  |  | 5 |  | 17 | [8 empty] | 所有N頭儀器到Switching Box上, Box上(4G in/ 4G out/ 3G in/ 3G out/ SA) | [14 empty] | #DIVIDE BY ZERO | #DIVIDE BY ZERO
[5 empty] | A212.X | GL200SC SMA(M)-SMA(M)-150cm CA78P78P00-1M5U3 | B553-B-78P78P001M5U3 |  | 黃色線150cm(CA73P73P00-1M5U2) |  |  | 1 |  | 3.4 | [8 empty] | 放大器-NA Port2 | [14 empty] | #DIVIDE BY ZERO | #DIVIDE BY ZERO
[5 empty] | A212.X | GL200SC SMA(M)-SMA(M)-250cm CA78P78P00-2M5U3 | B553-B-78P78P002M5U3 |  | 黃色線300cm |  |  | 1 |  | 4.8 | [8 empty] | NA Port1-Panel(金鐘罩Panel) | [14 empty] | #DIVIDE BY ZERO | #DIVIDE BY ZERO
[5 empty] | A212.X | FL-410S SMA(M)-SMA(M)-Core-150cm CA78P78P95-1M5S3 | B553-B-78P78P951M5S3 |  | 藍色線，有磁環150cm |  |  | 1 |  | 4 | [8 empty] | Panel-TT(金鐘罩Panel) | [14 empty] | #DIVIDE BY ZERO | #DIVIDE BY ZERO
[5 empty] | A212.X | GL200SC SMA(M)-SMA(M)-650cm CA78P78P00-6M5U3 | B553-B-78P78P006M5U3 |  | 黃色線450cm |  |  | 1 |  | 8.5 | [8 empty] | Panel to 4G Link x1 | [14 empty] | #DIVIDE BY ZERO | #DIVIDE BY ZERO
[5 empty] | A212.X | GL200SC SMA(M)-SMA(M)-650cm CA78P78P00-6M5U3 | B553-B-78P78P006M5U3 |  | 黃色線450cm |  |  | 2 |  | 17 | [8 empty] | 牆上天線到Panel | [14 empty] | #DIVIDE BY ZERO | #DIVIDE BY ZERO
[5 empty] | A212.X | GL200SC SMA(M)-SMA(M)-650cm CA78P78P00-6M5U3 | B553-B-78P78P006M5U3 |  | 黃色線450cm |  |  | 1 |  | 8.5 | [8 empty] | Panel to Link2 x1 | [14 empty] | #DIVIDE BY ZERO | #DIVIDE BY ZERO
[5 empty] | A212.X | GL200SC SMA(M)-SMA(M)-150cm CA78P78P00-1M5U3 | B553-B-78P78P001M5U3 |  | 黃色線150cm(CA78P78P00-1M5U3) |  |  | 1 |  | 3.4 | [8 empty] | Switch-放大器 | [14 empty] | #DIVIDE BY ZERO | #DIVIDE BY ZERO
[5 empty] | A212.X | GL200SC SMA(M)-SMA(M)-250cm CA78P78P00-2M5U3 | B553-B-78P78P002M5U3 |  | 黃色線200cm |  |  | 1 |  | 4.8 | [8 empty] | 現場備用 | [14 empty] | #DIVIDE BY ZERO | #DIVIDE BY ZERO
[5 empty] | A212.X | GPIB Cable 1M | B211-E-GPIB-1M |  | 長度 1M |  |  | 3 |  | 1.41 | [8 empty] | 電腦到BS及SA及NA | [14 empty] | #DIVIDE BY ZERO | #DIVIDE BY ZERO
[5 empty] | A212.X | Link Antenna | B523-A-Link |  | Link antenna PCB Dim= 24cm |  |  | 1 |  | 1.6 | [8 empty] | Link天線 | [14 empty] | #DIVIDE BY ZERO | #DIVIDE BY ZERO
[5 empty] | A212.X | OTA Switching Box(Active&Passive) | B521-A-OTASW-AP |  | -Frequency: 400 ~ 6000 MHz -Path: TRP、TIS、Passive -Support up to 6 communication tester -Dynamic extender for link |  |  | 1 |  | 87 | [23 empty] | #DIVIDE BY ZERO | #DIVIDE BY ZERO
[5 empty] | A212.X | RS-232 Cable 1.8M | B211-K-W7271 |  | 9公-9公 長度 1.8M (一體成型) |  |  | 1 |  | 0.1 | [8 empty] | 路徑切換器接控制電腦 | [14 empty] | #DIVIDE BY ZERO | #DIVIDE BY ZERO
[5 empty] | A212.X | Rotary Joint SMA 18GHz 7878VS500BD001B | B556-B-01 |  | SMA Rotary Joint(DC~18G) SMA(F)-SMA(F) |  |  | 2 |  | 5 | [23 empty] | #DIVIDE BY ZERO | #DIVIDE BY ZERO
[5 empty] | A212.X | RF Adaptor R/A SMA(M) to SMA(F) 7858NR500BD002B | B123-B-19 |  |  |  |  | 2 |  | 0.22 | [8 empty] | 接在旋轉接頭上 | [14 empty] | #DIVIDE BY ZERO | #DIVIDE BY ZERO
[5 empty] | A212.X | Passive PCB Golden Antenna | B523-A-PCB-700M6G |  | SMA Straight PCB Jack Flat Pin(SMA2H1B50-0080A/91) |  |  | 1 |  | 1.5 | [8 empty] | Golden 天線 | [14 empty] | #DIVIDE BY ZERO | #DIVIDE BY ZERO
[5 empty] | A212.X | 低噪放大器 1-18GHz | B135-R-500M18G |  | 頻率範圍器:500MHz~18GHz,噪聲係數:2.8dBmax（500MHz～1GHz 可能在10dB左右），增益：30dB |  |  | 1 |  | 76.08 | [23 empty] | #DIVIDE BY ZERO | #DIVIDE BY ZERO
[5 empty] | A212.X | N Jack to SMA Plug Adaptor 18GHz 73J78PNS5BF008B | B123-B-20 |  | Frequency：DC~12GHz (AD-N1A25A/133-93) |  |  | 9 |  | 3.6 | [8 empty] | 現場備用 | [14 empty] | #DIVIDE BY ZERO | #DIVIDE BY ZERO
[5 empty] | A212.X | 十大標配紙箱 | B251-F-Standard |  | 外箱 580*495*328 仿 AB 楞，內箱 570*482*70 B 楞 |  |  | 1 |  | 0.15 | [23 empty] | #DIVIDE BY ZERO | #DIVIDE BY ZERO
2-開發 |  |  |  |  | A212.X | FM-S13-E Measurement Switching System (A3)(Passive 8 GHz)/ (Cellular)/ (BT/Wi-Fi) -Passive for 2 port VNA -Active for Cellular TRP / TIS -Active for Bluetooth / Wi-Fi -Frequency: 0.5 - 18GHz -RF Cables: up to 18GHz -Rotary Joint included -DRE-Dynamic range extender for Passive -DRE-Dynamic range extender (Frequency: 0.5 - 8GHz) for Bluetooth / Wi-Fi -Passive golden sample: 0.65 - 8.5GHz | A214.S13E |  | 硬體成本10% |  |  |  |  | 388.36 | [8 empty] | M3 | [14 empty] | #DIVIDE BY ZERO | #DIVIDE BY ZERO
[5 empty] | A212.X | FL-410S SMA(M)-SMA(M)-Core-70cm CA78P78P95-700S3 | B553-B-78P78P95700S3 |  |  |  |  | 2 |  | 6.4 | [8 empty] | DUT1 | [14 empty] | #DIVIDE BY ZERO | #DIVIDE BY ZERO
[5 empty] | A212.X | FL-410S SMA(M)-SMA(M)-Core-150cm CA78P78P95-1M5S3 | B553-B-78P78P951M5S3 |  | 藍色線，有磁環150cm |  |  | 1 |  | 4 | [8 empty] | TT上 | [14 empty] | #DIVIDE BY ZERO | #DIVIDE BY ZERO
[6 empty] | GL200SC SMA(M)-SMA(M)-150cm CA78P78P00-1M5U3 | B553-B-78P78P001M5U3 |  | 黃色線150cm |  |  | 3 |  | 10.2 | [8 empty] | 所有Panel到Switching Box上(4G Link)(H/V)
[5 empty] | A212.X | GL200SC SMA(M)-SMA(M)-150cm CA78P78P00-1M5U3 | B553-B-78P78P001M5U3 |  | 黃色線150cm(CA73P73P00-1M5U2) |  |  | 5 |  | 17 | [8 empty] | 所有N頭儀器到Switching Box上, Box上(4G in/ 4G out/ 3G in/ 3G out/ SA) | [14 empty] | #DIVIDE BY ZERO | #DIVIDE BY ZERO
[5 empty] | A212.X | GL200SC SMA(M)-SMA(M)-150cm CA78P78P00-1M5U3 | B553-B-78P78P001M5U3 |  | 黃色線150cm(CA73P73P00-1M5U2) |  |  | 1 |  | 3.4 | [8 empty] | 放大器-NA Port2 | [14 empty] | #DIVIDE BY ZERO | #DIVIDE BY ZERO
[5 empty] | A212.X | GL200SC SMA(M)-SMA(M)-150cm CA78P78P00-1M5U3 | B553-B-78P78P001M5U3 |  | 黃色線150cm(CA73P73P00-1M5U2) |  |  | 4 |  | 13.6 | [8 empty] | 所有N頭儀器到Wi-Fi Box上, (BT in/ BT out/ Wi-Fi in/ Wi-Fi out) | [14 empty] | #DIVIDE BY ZERO | #DIVIDE BY ZERO
[5 empty] | A212.X | GL200SC SMA(M)-SMA(M)-250cm CA78P78P00-2M5U3 | B553-B-78P78P002M5U3 |  | 黃色線300cm |  |  | 1 |  | 4.8 | [8 empty] | Panel到Wi-Fi Box上(Link2) | [14 empty] | #DIVIDE BY ZERO | #DIVIDE BY ZERO
[5 empty] | A212.X | GL200SC SMA(M)-SMA(M)-250cm CA78P78P00-2M5U3 | B553-B-78P78P002M5U3 |  | 黃色線300cm |  |  | 1 |  | 4.8 | [8 empty] | NA Port1-Panel(金鐘罩Panel) | [14 empty] | #DIVIDE BY ZERO | #DIVIDE BY ZERO
[5 empty] | A212.X | FL-410S SMA(M)-SMA(M)-Core-150cm CA78P78P95-1M5S3 | B553-B-78P78P951M5S3 |  | 藍色線，有磁環150cm |  |  | 1 |  | 4 | [8 empty] | Panel-TT(金鐘罩Panel) | [14 empty] | #DIVIDE BY ZERO | #DIVIDE BY ZERO
[5 empty] | A212.X | GL200SC SMA(M)-SMA(M)-650cm CA78P78P00-6M5U3 | B553-B-78P78P006M5U3 |  | 黃色線450cm |  |  | 1 |  | 8.5 | [8 empty] | Panel to 4G Link x1 | [14 empty] | #DIVIDE BY ZERO | #DIVIDE BY ZERO
[5 empty] | A212.X | GL200SC SMA(M)-SMA(M)-650cm CA78P78P00-6M5U3 | B553-B-78P78P006M5U3 |  | 黃色線450cm |  |  | 2 |  | 17 | [8 empty] | 牆上天線到Panel | [14 empty] | #DIVIDE BY ZERO | #DIVIDE BY ZERO
[5 empty] | A212.X | GL200SC SMA(M)-SMA(M)-650cm CA78P78P00-6M5U3 | B553-B-78P78P006M5U3 |  | 黃色線450cm |  |  | 1 |  | 8.5 | [8 empty] | Panel to Link2 x1 | [14 empty] | #DIVIDE BY ZERO | #DIVIDE BY ZERO
[5 empty] | A212.X | GL200SC SMA(M)-SMA(M)-150cm CA78P78P00-1M5U3 | B553-B-78P78P001M5U3 |  | 黃色線150cm(CA78P78P00-1M5U3) |  |  | 1 |  | 3.4 | [8 empty] | Switch-放大器 | [14 empty] | #DIVIDE BY ZERO | #DIVIDE BY ZERO
[5 empty] | A212.X | GL200SC SMA(M)-SMA(M)-250cm CA78P78P00-2M5U3 | B553-B-78P78P002M5U3 |  | 黃色線200cm |  |  | 1 |  | 4.8 | [8 empty] | 現場備用 | [14 empty] | #DIVIDE BY ZERO | #DIVIDE BY ZERO
[5 empty] | A212.X | GPIB Cable 1M | B211-E-GPIB-1M |  | 長度 1M |  |  | 3 |  | 1.41 | [8 empty] | 電腦到BS及SA及NA | [14 empty] | #DIVIDE BY ZERO | #DIVIDE BY ZERO
[5 empty] | A212.X | Link Antenna | B523-A-Link |  | Link antenna PCB Dim= 24cm |  |  | 1 |  | 1.6 | [8 empty] | Link天線 | [14 empty] | #DIVIDE BY ZERO | #DIVIDE BY ZERO
[5 empty] | A212.X | Link Antenna | B523-A-Link |  | Link antenna PCB Dim= 24cm |  |  | 1 |  | 1.6 | [8 empty] | Link2 天線 | [14 empty] | #DIVIDE BY ZERO | #DIVIDE BY ZERO
[5 empty] | A212.X | OTA Switching Box(Active&Passive&Extender) | B521-A-OTASW-APE |  | -Frequency: 400 ~ 6000 MHz -Path: TRP、TIS、Passive -Support up to 6 communication tester -Dynamic extender for link |  |  | 1 |  | 185 | [23 empty] | #DIVIDE BY ZERO | #DIVIDE BY ZERO
[5 empty] | A212.X | RS-232 Cable 1.8M | B211-K-W7271 |  | 9公-9公 長度 1.8M (一體成型) |  |  | 1 |  | 0.1 | [8 empty] | 路徑切換器接控制電腦 | [14 empty] | #DIVIDE BY ZERO | #DIVIDE BY ZERO
[5 empty] | A212.X | RS-232 Cable 1.8M | B211-K-W7271 |  | 9公-9公 長度 1.8M (一體成型) |  |  | 1 |  | 0.1 | [8 empty] | 路徑切換器接控制電腦 | [14 empty] | #DIVIDE BY ZERO | #DIVIDE BY ZERO
[5 empty] | A212.X | Rotary Joint SMA 18GHz 7878VS500BD001B | B556-B-01 |  | SMA Rotary Joint(DC~18G) SMA(F)-SMA(F) |  |  | 2 |  | 5 | [23 empty] | #DIVIDE BY ZERO | #DIVIDE BY ZERO
[5 empty] | A212.X | RF Adaptor R/A SMA(M) to SMA(F) 7858NR500BD002B | B123-B-19 |  |  |  |  | 2 |  | 0.22 | [8 empty] | 接在旋轉接頭上 | [14 empty] | #DIVIDE BY ZERO | #DIVIDE BY ZERO
[5 empty] | A212.X | Passive PCB Golden Antenna | B523-A-PCB-700M6G |  | 夾距：0.8mm(0.031inch)，Frequency：DC~18GHz |  |  | 1 |  | 1.5 | [8 empty] | Golden 天線 | [14 empty] | #DIVIDE BY ZERO | #DIVIDE BY ZERO
[5 empty] | A212.X | 低噪放大器 1-18GHz | B135-R-500M18G |  | 頻率範圍器:500MHz~18GHz,噪聲係數:2.8dBmax（500MHz～1GHz 可能在10dB左右），增益：30dB |  |  | 1 |  | 76.08 | [23 empty] | #DIVIDE BY ZERO | #DIVIDE BY ZERO
[5 empty] | A212.X | N Jack to SMA Plug Adaptor 18GHz 73J78PNS5BF008B | B123-B-20 |  | Frequency：DC~12GHz (AD-N1A25A/133-93) |  |  | 13 |  | 5.2 | [8 empty] | 現場備用 | [14 empty] | #DIVIDE BY ZERO | #DIVIDE BY ZERO
[5 empty] | A212.X | 十大標配紙箱 | B251-F-Standard |  | 外箱 580*495*328 仿 AB 楞，內箱 570*482*70 B 楞 |  |  | 1 |  | 0.15 | [23 empty] | #DIVIDE BY ZERO | #DIVIDE BY ZERO
2-開發 |  |  |  |  | A212.X | FM-S13-E Measurement Switching System (A3)(Passive 8 GHz)/ (Cellular)/ (BT/Wi-Fi)/ (5GNR FR1) -Passive for 2 port VNA -Active for Cellular TRP / TIS -Active for Bluetooth / Wi-Fi -Frequency: 0.5 - 18GHz -RF Cables: up to 18GHz -Rotary Joint included -DRE-Dynamic range extender for Passive -DRE-Dynamic range extender (Frequency: 0.5 - 8GHz) for Bluetooth / Wi-Fi / 5GNR FR1 -Passive golden sample: 0.65 - 8.5GHz | A214.S13G |  | 硬體成本10% |  |  |  |  | 395.96 | [8 empty] | M3 | [14 empty] | #DIVIDE BY ZERO | #DIVIDE BY ZERO
[5 empty] | A212.X | FL-410S SMA(M)-SMA(M)-Core-70cm CA78P78P95-700S3 | B553-B-78P78P95700S3 |  |  |  |  | 2 |  | 6.4 | [8 empty] | DUT1 | [14 empty] | #DIVIDE BY ZERO | #DIVIDE BY ZERO
[5 empty] | A212.X | FL-410S SMA(M)-SMA(M)-Core-150cm CA78P78P95-1M5S3 | B553-B-78P78P951M5S3 |  | 藍色線，有磁環150cm |  |  | 1 |  | 4 | [8 empty] | TT上 | [14 empty] | #DIVIDE BY ZERO | #DIVIDE BY ZERO
[6 empty] | GL200SC SMA(M)-SMA(M)-150cm CA78P78P00-1M5U3 | B553-B-78P78P001M5U3 |  | 黃色線150cm |  |  | 3 |  | 10.2 | [8 empty] | 所有Panel到Switching Box上(4G Link)(H/V)
[6 empty] | GL200SC SMA(M)-SMA(M)-150cm CA78P78P00-1M5U3 | B553-B-78P78P001M5U3 |  | 黃色線150cm(CA73P73P00-1M5U2) |  |  | 5 |  | 17 | [8 empty] | 所有N頭儀器到Switching Box上, Box上(4G in/ 4G out/ 3G in/ 3G out/ SA)
[6 empty] | GL200SC SMA(M)-SMA(M)-150cm CA78P78P00-1M5U3 | B553-B-78P78P001M5U3 |  | 黃色線150cm(CA73P73P00-1M5U2) |  |  | 1 |  | 3.4 | [8 empty] | 放大器-NA Port2
[6 empty] | GL200SC SMA(M)-SMA(M)-150cm CA78P78P00-1M5U3 | B553-B-78P78P001M5U3 |  | 黃色線150cm(CA73P73P00-1M5U2) |  |  | 6 |  | 20.4 | [8 empty] | 所有N頭儀器到Wi-Fi Box上, (BT in/ BT out/ Wi-Fi in/ Wi-Fi out)
[6 empty] | GL200SC SMA(M)-SMA(M)-250cm CA78P78P00-2M5U3 | B553-B-78P78P002M5U3 |  | 黃色線300cm |  |  | 1 |  | 4.8 | [8 empty] | Panel到Wi-Fi Box上(Link2)
[5 empty] | A212.X | GL200SC SMA(M)-SMA(M)-250cm CA78P78P00-2M5U3 | B553-B-78P78P002M5U3 |  | 黃色線300cm |  |  | 1 |  | 4.8 | [8 empty] | NA Port1-Panel(金鐘罩Panel) | [14 empty] | #DIVIDE BY ZERO | #DIVIDE BY ZERO
[5 empty] | A212.X | FL-410S SMA(M)-SMA(M)-Core-150cm CA78P78P95-1M5S3 | B553-B-78P78P951M5S3 |  | 藍色線，有磁環150cm |  |  | 1 |  | 4 | [8 empty] | Panel-TT(金鐘罩Panel) | [14 empty] | #DIVIDE BY ZERO | #DIVIDE BY ZERO
[5 empty] | A212.X | GL200SC SMA(M)-SMA(M)-650cm CA78P78P00-6M5U3 | B553-B-78P78P006M5U3 |  | 黃色線450cm |  |  | 1 |  | 8.5 | [8 empty] | Panel to 4G Link x1 | [14 empty] | #DIVIDE BY ZERO | #DIVIDE BY ZERO
[5 empty] | A212.X | GL200SC SMA(M)-SMA(M)-650cm CA78P78P00-6M5U3 | B553-B-78P78P006M5U3 |  | 黃色線450cm |  |  | 2 |  | 17 | [8 empty] | 牆上天線到Panel | [14 empty] | #DIVIDE BY ZERO | #DIVIDE BY ZERO
[5 empty] | A212.X | GL200SC SMA(M)-SMA(M)-650cm CA78P78P00-6M5U3 | B553-B-78P78P006M5U3 |  | 黃色線450cm |  |  | 1 |  | 8.5 | [8 empty] | Panel to Link2 x1 | [14 empty] | #DIVIDE BY ZERO | #DIVIDE BY ZERO
[6 empty] | GL200SC SMA(M)-SMA(M)-150cm CA78P78P00-1M5U3 | B553-B-78P78P001M5U3 |  | 黃色線150cm(CA78P78P00-1M5U3) |  |  | 1 |  | 3.4 | [8 empty] | Switch-放大器
[5 empty] | A212.X | GL200SC SMA(M)-SMA(M)-250cm CA78P78P00-2M5U3 | B553-B-78P78P002M5U3 |  | 黃色線200cm |  |  | 1 |  | 4.8 | [8 empty] | 現場備用 | [14 empty] | #DIVIDE BY ZERO | #DIVIDE BY ZERO
[5 empty] | A212.X | GPIB Cable 1M | B211-E-GPIB-1M |  | 長度 1M |  |  | 3 |  | 1.41 | [8 empty] | 電腦到BS及SA及NA | [14 empty] | #DIVIDE BY ZERO | #DIVIDE BY ZERO
[5 empty] | A212.X | Link Antenna | B523-A-Link |  | Link antenna PCB Dim= 24cm |  |  | 1 |  | 1.6 | [8 empty] | Link天線 | [14 empty] | #DIVIDE BY ZERO | #DIVIDE BY ZERO
[5 empty] | A212.X | Link Antenna | B523-A-Link |  | Link antenna PCB Dim= 24cm |  |  | 1 |  | 1.6 | [8 empty] | Link2 天線 | [14 empty] | #DIVIDE BY ZERO | #DIVIDE BY ZERO
[5 empty] | A212.X | OTA Switching Box(Active&Passive&Extender) | B521-A-OTASW-APE |  | -Frequency: 400 ~ 6000 MHz -Path: TRP、TIS、Passive -Support up to 6 communication tester -Dynamic extender for link |  |  | 1 |  | 185 | [23 empty] | #DIVIDE BY ZERO | #DIVIDE BY ZERO
[5 empty] | A212.X | RS-232 Cable 1.8M | B211-K-W7271 |  | 9公-9公 長度 1.8M (一體成型) |  |  | 1 |  | 0.1 | [8 empty] | 路徑切換器接控制電腦 | [14 empty] | #DIVIDE BY ZERO | #DIVIDE BY ZERO
[5 empty] | A212.X | RS-232 Cable 1.8M | B211-K-W7271 |  | 9公-9公 長度 1.8M (一體成型) |  |  | 1 |  | 0.1 | [8 empty] | 路徑切換器接控制電腦 | [14 empty] | #DIVIDE BY ZERO | #DIVIDE BY ZERO
[5 empty] | A212.X | Rotary Joint SMA 18GHz 7878VS500BD001B | B556-B-01 |  | SMA Rotary Joint(DC~18G) SMA(F)-SMA(F) |  |  | 2 |  | 5 | [23 empty] | #DIVIDE BY ZERO | #DIVIDE BY ZERO
[5 empty] | A212.X | RF Adaptor R/A SMA(M) to SMA(F) 7858NR500BD002B | B123-B-19 |  |  |  |  | 2 |  | 0.22 | [8 empty] | 接在旋轉接頭上 | [14 empty] | #DIVIDE BY ZERO | #DIVIDE BY ZERO
[5 empty] | A212.X | Passive PCB Golden Antenna | B523-A-PCB-700M6G |  | 夾距：0.8mm(0.031inch)，Frequency：DC~18GHz |  |  | 1 |  | 1.5 | [8 empty] | Golden 天線 | [14 empty] | #DIVIDE BY ZERO | #DIVIDE BY ZERO
[5 empty] | A212.X | 低噪放大器 1-18GHz | B135-R-500M18G |  | 頻率範圍器:500MHz~18GHz,噪聲係數:2.8dBmax（500MHz～1GHz 可能在10dB左右），增益：30dB |  |  | 1 |  | 76.08 | [23 empty] | #DIVIDE BY ZERO | #DIVIDE BY ZERO
[5 empty] | A212.X | N Jack to SMA Plug Adaptor 18GHz 73J78PNS5BF008B | B123-B-20 |  | Frequency：DC~12GHz (AD-N1A25A/133-93) |  |  | 15 |  | 6 | [8 empty] | 現場備用 | [14 empty] | #DIVIDE BY ZERO | #DIVIDE BY ZERO
[5 empty] | A212.X | 十大標配紙箱 | B251-F-Standard |  | 外箱 580*495*328 仿 AB 楞，內箱 570*482*70 B 楞 |  |  | 1 |  | 0.15 | [23 empty] | #DIVIDE BY ZERO | #DIVIDE BY ZERO
2-開發 |  |  |  |  | A212.X | FM-S13-E Measurement Switching System with DRE (A2)(Passive 8 GHz) -Passive for 2 port VNA -Frequency: 0.5 - 18GHz -RF Cables: up to 18GHz -Rotary Joint included -DRE-Dynamic range extender for Passive -Passive golden sample: 0.65 - 8.5GHz | A214.S13J |  | 硬體成本10% |  |  |  |  | 210.62 | [8 empty] | M3 | [14 empty] | #DIVIDE BY ZERO | #DIVIDE BY ZERO
[5 empty] | A212.X | Passive PCB Golden Antenna | B523-A-PCB-700M6G |  | SMA Straight PCB Jack Flat Pin(SMA2H1B50-0080A/91) |  |  | 1 |  | 1.5 | [8 empty] | Golden 天線 | [14 empty] | #DIVIDE BY ZERO | #DIVIDE BY ZERO
[5 empty] | A212.X | FL-410S SMA(M)-SMA(M)-Core-70cm CA78P78P95-700S3 | B553-B-78P78P95700S3 |  | 藍色線，有磁環70cm |  |  | 1 |  | 3.2 | [8 empty] | DUT1 | [14 empty] | #DIVIDE BY ZERO | #DIVIDE BY ZERO
[5 empty] | A212.X | FL-410S SMA(M)-SMA(M)-Core-70cm CA78P78P95-700S3 | B553-B-78P78P95700S3 |  | 藍色線，有磁環70cm |  |  | 1 |  | 3.2 | [8 empty] | TT上 | [14 empty] | #DIVIDE BY ZERO | #DIVIDE BY ZERO
[5 empty] | A212.X | GL200SC SMA(M)-SMA(M)-150cm CA78P78P00-1M5U3 | B553-B-78P78P001M5U3 |  | 黃色線150cm(CA73P73P00-1M5U2) |  |  | 1 |  | 3.4 | [8 empty] | 放大器-NA Port2 | [14 empty] | #DIVIDE BY ZERO | #DIVIDE BY ZERO
[5 empty] | A212.X | GL200SC SMA(M)-SMA(M)-250cm CA78P78P00-2M5U3 | B553-B-78P78P002M5U3 |  | 黃色線250cm(CA78P73P00-2M5U2) |  |  | 1 |  | 4.8 | [8 empty] | NA Port1-Panel | [14 empty] | #DIVIDE BY ZERO | #DIVIDE BY ZERO
[6 empty] | GL200SC SMA(M)-SMA(M)-150cm CA78P78P00-1M5U3 | B553-B-78P78P001M5U3 |  | 黃色線150cm |  |  | 2 |  | 6.8 | [8 empty] | 所有Panel到Switching Box上(H/V)
[6 empty] | GL200SC SMA(M)-SMA(M)-150cm CA78P78P00-1M5U3 | B553-B-78P78P001M5U3 |  | 黃色線150cm(CA78P78P00-1M5U3) |  |  | 1 |  | 3.4 | [8 empty] | Switch-放大器
[5 empty] | A212.X | FL-410S SMA(M)-SMA(M)-Core-150cm CA78P78P95-1M5S3 | B553-B-78P78P951M5S3 |  | 藍色線，有磁環150cm |  |  | 1 |  | 4 | [8 empty] | Panel-TT | [14 empty] | #DIVIDE BY ZERO | #DIVIDE BY ZERO
[5 empty] | A212.X | GL200SC SMA(M)-SMA(M)-250cm CA78P78P00-2M5U3 | B553-B-78P78P002M5U3 |  | 黃色線200cm |  |  | 2 |  | 9.6 | [8 empty] | 牆上天線到Panel | [14 empty] | #DIVIDE BY ZERO | #DIVIDE BY ZERO
[5 empty] | A212.X | GPIB Cable 1M | B211-E-GPIB-1M |  | 長度 1M |  |  | 1 |  | 0.47 | [8 empty] | 電腦到網儀 | [14 empty] | #DIVIDE BY ZERO | #DIVIDE BY ZERO
[5 empty] | A212.X | Rotary Joint SMA 18GHz 7878VS500BD001B | B556-B-01 |  | SMA Rotary Joint(DC~18G) SMA(F)-SMA(F) |  |  | 2 |  | 5 | [23 empty] | #DIVIDE BY ZERO | #DIVIDE BY ZERO
[5 empty] | A212.X | RF Adaptor R/A SMA(M) to SMA(F) 7858NR500BD002B | B123-B-19 |  |  |  |  | 2 |  | 0.22 | [8 empty] | 接在旋轉接頭上 | [14 empty] | #DIVIDE BY ZERO | #DIVIDE BY ZERO
[5 empty] | A212.X | 低噪放大器 1-18GHz | B135-R-500M18G |  | 頻率範圍器:500MHz~18GHz,噪聲係數:2.8dBmax（500MHz～1GHz 可能在10dB左右），增益：30dB |  |  | 1 |  | 76.08 | [8 empty] | 雙埠網儀 | [14 empty] | #DIVIDE BY ZERO | #DIVIDE BY ZERO
[5 empty] | A212.X | OTA Switching Box(Active&Passive) | B521-A-OTASW-AP |  | -Frequency: 400 ~ 6000 MHz -Path: TRP、TIS、Passive -Support up to 6 communication tester -Dynamic extender for link |  |  | 1 |  | 87 | [23 empty] | #DIVIDE BY ZERO | #DIVIDE BY ZERO
[5 empty] | A212.X | RS-232 Cable 1.8M | B211-K-W7271 |  | 9公-9公 長度 1.8M (一體成型) |  |  | 1 |  | 0.1 | [8 empty] | 路徑切換器接控制電腦 | [14 empty] | #DIVIDE BY ZERO | #DIVIDE BY ZERO
[5 empty] | A212.X | RS-232 Cable 1.8M | B211-K-W7271 |  | 9公-9公 長度 1.8M (一體成型) |  |  | 1 |  | 0.1 | [8 empty] | 路徑切換器接控制電腦 | [14 empty] | #DIVIDE BY ZERO | #DIVIDE BY ZERO
[5 empty] | A212.X | N Jack to SMA Plug Adaptor 18GHz 73J78PNS5BF008B | B123-B-20 |  | Frequency：DC~12GHz (AD-N1A25A/133-93) |  |  | 4 |  | 1.6 | [8 empty] | 現場備用 | [14 empty] | #DIVIDE BY ZERO | #DIVIDE BY ZERO
[5 empty] | A212.X | 十大標配紙箱 | B251-F-Standard |  | 外箱 580*495*328 仿 AB 楞，內箱 570*482*70 B 楞 |  |  | 1 |  | 0.15 | [23 empty] | #DIVIDE BY ZERO | #DIVIDE BY ZERO
2-開發 |  |  |  |  | A212.X | FM-S13-E Measurement Switching System with DRE (A2)(4 port Passive 8 GHz) -Passive for 4 port VNA -Frequency: 0.5 - 18GHz -RF Cables: up to 18GHz -Rotary Joint included -DRE-Dynamic range extender for Passive -Passive golden sample: 0.65 - 8.5GHz |  |  | 硬體成本10% |  |  |  |  | 0 | [8 empty] | M3 | [14 empty] | #DIVIDE BY ZERO | #DIVIDE BY ZERO
2-開發 |  |  |  |  | A212.X | FM-S13-E Measurement Switching System (A2)(Passive 8 GHz)/ (Cellular) -Passive for 2 port VNA -Active for Cellular TRP / TIS -Frequency: 0.5 - 18GHz -RF Cables: up to 18GHz -Rotary Joint included -DRE-Dynamic range extender for Passive -Passive golden sample: 0.65 - 8.5GHz | A214.S13C |  | 硬體成本10% |  |  |  |  | 249.89 | [8 empty] | M3 | [14 empty] | #DIVIDE BY ZERO | #DIVIDE BY ZERO
[5 empty] | A212.X | FL-410S SMA(M)-SMA(M)-Core-70cm CA78P78P95-700S3 | B553-B-78P78P95700S3 |  | 藍色線，有磁環70cm |  |  | 1 |  | 3.2 | [8 empty] | DUT1 | [14 empty] | #DIVIDE BY ZERO | #DIVIDE BY ZERO
[5 empty] | A212.X | FL-410S SMA(M)-SMA(M)-Core-70cm CA78P78P95-700S3 | B553-B-78P78P95700S3 |  | 藍色線，有磁環70cm |  |  | 1 |  | 3.2 | [8 empty] | TT上 | [14 empty] | #DIVIDE BY ZERO | #DIVIDE BY ZERO
[6 empty] | GL200SC SMA(M)-SMA(M)-150cm CA78P78P00-1M5U3 | B553-B-78P78P001M5U3 |  | 黃色線150cm |  |  | 3 |  | 10.2 | [8 empty] | 所有Panel到Switching Box上(4G Link)(H/V)
[5 empty] | A212.X | GL200SC SMA(M)-SMA(M)-150cm CA78P78P00-1M5U3 | B553-B-78P78P001M5U3 |  | 黃色線150cm(CA73P73P00-1M5U2) |  |  | 5 |  | 17 | [8 empty] | 所有N頭儀器到Switching Box上, Box上(4G in/ 4G out/ 3G in/ 3G out/ SA) | [14 empty] | #DIVIDE BY ZERO | #DIVIDE BY ZERO
[5 empty] | A212.X | GL200SC SMA(M)-SMA(M)-150cm CA78P78P00-1M5U3 | B553-B-78P78P001M5U3 |  | 黃色線150cm(CA73P73P00-1M5U2) |  |  | 1 |  | 3.4 | [8 empty] | 放大器-NA Port2 | [14 empty] | #DIVIDE BY ZERO | #DIVIDE BY ZERO
[5 empty] | A212.X | GL200SC SMA(M)-SMA(M)-250cm CA78P78P00-2M5U3 | B553-B-78P78P002M5U3 |  | 黃色線250cm(CA78P73P00-2M5U2) |  |  | 1 |  | 4.8 | [8 empty] | NA Port1-Panel | [14 empty] | #DIVIDE BY ZERO | #DIVIDE BY ZERO
[5 empty] | A212.X | FL-410S SMA(M)-SMA(M)-Core-150cm CA78P78P95-1M5S3 | B553-B-78P78P951M5S3 |  | 藍色線，有磁環150cm |  |  | 1 |  | 4 | [8 empty] | Panel-TT | [14 empty] | #DIVIDE BY ZERO | #DIVIDE BY ZERO
[5 empty] | A212.X | GL200SC SMA(M)-SMA(M)-250cm CA78P78P00-2M5U3 | B553-B-78P78P002M5U3 |  | 黃色線200cm |  |  | 1 |  | 4.8 | [8 empty] | Panel to 4G Link x1 | [14 empty] | #DIVIDE BY ZERO | #DIVIDE BY ZERO
[5 empty] | A212.X | GL200SC SMA(M)-SMA(M)-250cm CA78P78P00-2M5U3 | B553-B-78P78P002M5U3 |  | 黃色線200cm |  |  | 2 |  | 9.6 | [8 empty] | 牆上天線到Panel | [14 empty] | #DIVIDE BY ZERO | #DIVIDE BY ZERO
[5 empty] | A212.X | GL200SC SMA(M)-SMA(M)-250cm CA78P78P00-2M5U3 | B553-B-78P78P002M5U3 |  | 黃色線200cm |  |  | 1 |  | 4.8 | [8 empty] | Panel to Link2 x1 | [14 empty] | #DIVIDE BY ZERO | #DIVIDE BY ZERO
[5 empty] | A212.X | GL200SC SMA(M)-SMA(M)-150cm CA78P78P00-1M5U3 | B553-B-78P78P001M5U3 |  | 黃色線150cm(CA78P78P00-1M5U3) |  |  | 1 |  | 3.4 | [8 empty] | Switch-放大器 | [14 empty] | #DIVIDE BY ZERO | #DIVIDE BY ZERO
[5 empty] | A212.X | GL200SC SMA(M)-SMA(M)-250cm CA78P78P00-2M5U3 | B553-B-78P78P002M5U3 |  | 黃色線200cm |  |  | 1 |  | 4.8 | [8 empty] | 現場備用 | [14 empty] | #DIVIDE BY ZERO | #DIVIDE BY ZERO
[5 empty] | A212.X | GPIB Cable 1M | B211-E-GPIB-1M |  | 長度 1M |  |  | 3 |  | 1.44 | [8 empty] | 電腦到BS及SA及NA | [14 empty] | #DIVIDE BY ZERO | #DIVIDE BY ZERO
[5 empty] | A212.X | Link Antenna | B523-A-Link |  | Link antenna PCB Dim= 24cm |  |  | 1 |  | 1.6 | [8 empty] | Link天線 | [14 empty] | #DIVIDE BY ZERO | #DIVIDE BY ZERO
[5 empty] | A212.X | OTA Switching Box(Active&Passive) | B521-A-OTASW-AP |  | -Frequency: 400 ~ 6000 MHz -Path: TRP、TIS、Passive -Support up to 6 communication tester -Dynamic extender for link |  |  | 1 |  | 87 | [23 empty] | #DIVIDE BY ZERO | #DIVIDE BY ZERO
[5 empty] | A212.X | RS-232 Cable 1.8M | B211-K-W7271 |  | 9公-9公 長度 1.8M (一體成型) |  |  | 1 |  | 0.1 | [8 empty] | 路徑切換器接控制電腦 | [14 empty] | #DIVIDE BY ZERO | #DIVIDE BY ZERO
[5 empty] | A212.X | Rotary Joint SMA 18GHz 7878VS500BD001B | B556-B-01 |  | SMA Rotary Joint(DC~18G) SMA(F)-SMA(F) |  |  | 2 |  | 5 | [23 empty] | #DIVIDE BY ZERO | #DIVIDE BY ZERO
[5 empty] | A212.X | RF Adaptor R/A SMA(M) to SMA(F) 7858NR500BD002B | B123-B-19 |  |  |  |  | 2 |  | 0.22 | [8 empty] | 接在旋轉接頭上 | [14 empty] | #DIVIDE BY ZERO | #DIVIDE BY ZERO
[5 empty] | A212.X | Passive PCB Golden Antenna | B523-A-PCB-700M6G |  | SMA Straight PCB Jack Flat Pin(SMA2H1B50-0080A/91) |  |  | 1 |  | 1.5 | [8 empty] | Golden 天線 | [14 empty] | #DIVIDE BY ZERO | #DIVIDE BY ZERO
[5 empty] | A212.X | 低噪放大器 1-18GHz | B135-R-500M18G |  | 頻率範圍器:500MHz~18GHz,噪聲係數:2.8dBmax（500MHz～1GHz 可能在10dB左右），增益：30dB |  |  | 1 |  | 76.08 | [23 empty] | #DIVIDE BY ZERO | #DIVIDE BY ZERO
[5 empty] | A212.X | N Jack to SMA Plug Adaptor 18GHz 73J78PNS5BF008B | B123-B-20 |  | Frequency：DC~12GHz (AD-N1A25A/133-93) |  |  | 9 |  | 3.6 | [8 empty] | 現場備用 | [14 empty] | #DIVIDE BY ZERO | #DIVIDE BY ZERO
[5 empty] | A212.X | 十大標配紙箱 | B251-F-Standard |  | 外箱 580*495*328 仿 AB 楞，內箱 570*482*70 B 楞 |  |  | 1 |  | 0.15 | [23 empty] | #DIVIDE BY ZERO | #DIVIDE BY ZERO
2-開發 |  |  |  |  | A212.X | FM-S13-E Measurement Switching System (A2)(Passive 8 GHz)/ (Cellular)/ (BT/Wi-Fi) -Passive for 2 port VNA -Active for Cellular TRP / TIS -Active for Bluetooth / Wi-Fi -Frequency: 0.5 - 18GHz -RF Cables: up to 18GHz -Rotary Joint included -DRE-Dynamic range extender for Passive -DRE-Dynamic range extender (Frequency: 0.5 - 8GHz) for Bluetooth / Wi-Fi -Passive golden sample: 0.65 - 8.5GHz | A214.S13E |  | 硬體成本10% |  |  |  |  | 368.19 | [8 empty] | M3 | [14 empty] | #DIVIDE BY ZERO | #DIVIDE BY ZERO
[5 empty] | A212.X | FL-410S SMA(M)-SMA(M)-Core-70cm CA78P78P95-700S3 | B553-B-78P78P95700S3 |  | 藍色線，有磁環70cm |  |  | 1 |  | 3.2 | [8 empty] | DUT1 | [14 empty] | #DIVIDE BY ZERO | #DIVIDE BY ZERO
[5 empty] | A212.X | FL-410S SMA(M)-SMA(M)-Core-70cm CA78P78P95-700S3 | B553-B-78P78P95700S3 |  | 藍色線，有磁環70cm |  |  | 1 |  | 3.2 | [8 empty] | TT上 | [14 empty] | #DIVIDE BY ZERO | #DIVIDE BY ZERO
[6 empty] | GL200SC SMA(M)-SMA(M)-150cm CA78P78P00-1M5U3 | B553-B-78P78P001M5U3 |  | 黃色線150cm |  |  | 3 |  | 10.2 | [8 empty] | 所有Panel到Switching Box上(4G Link)(H/V)
[5 empty] | A212.X | GL200SC SMA(M)-SMA(M)-150cm CA78P78P00-1M5U3 | B553-B-78P78P001M5U3 |  | 黃色線150cm(CA73P73P00-1M5U2) |  |  | 5 |  | 17 | [8 empty] | 所有N頭儀器到Switching Box上, Box上(4G in/ 4G out/ 3G in/ 3G out/ SA) | [14 empty] | #DIVIDE BY ZERO | #DIVIDE BY ZERO
[5 empty] | A212.X | GL200SC SMA(M)-SMA(M)-150cm CA78P78P00-1M5U3 | B553-B-78P78P001M5U3 |  | 黃色線150cm(CA73P73P00-1M5U2) |  |  | 1 |  | 3.4 | [8 empty] | 放大器-NA Port2 | [14 empty] | #DIVIDE BY ZERO | #DIVIDE BY ZERO
[5 empty] | A212.X | GL200SC SMA(M)-SMA(M)-150cm CA78P78P00-1M5U3 | B553-B-78P78P001M5U3 |  | 黃色線150cm(CA73P73P00-1M5U2) |  |  | 4 |  | 13.6 | [8 empty] | 所有N頭儀器到Wi-Fi Box上, (BT in/ BT out/ Wi-Fi in/ Wi-Fi out) | [14 empty] | #DIVIDE BY ZERO | #DIVIDE BY ZERO
[5 empty] | A212.X | GL200SC SMA(M)-SMA(M)-150cm CA78P78P00-1M5U3 | B553-B-78P78P001M5U3 |  | 黃色線150cm |  |  | 1 |  | 3.4 | [8 empty] | Panel到Wi-Fi Box上(Link2) | [14 empty] | #DIVIDE BY ZERO | #DIVIDE BY ZERO
[5 empty] | A212.X | GL200SC SMA(M)-SMA(M)-250cm CA78P78P00-2M5U3 | B553-B-78P78P002M5U3 |  | 黃色線250cm(CA78P73P00-2M5U2) |  |  | 1 |  | 4.8 | [8 empty] | NA Port1-Panel | [14 empty] | #DIVIDE BY ZERO | #DIVIDE BY ZERO
[5 empty] | A212.X | FL-410S SMA(M)-SMA(M)-Core-150cm CA78P78P95-1M5S3 | B553-B-78P78P951M5S3 |  | 藍色線，有磁環150cm |  |  | 1 |  | 4 | [8 empty] | Panel-TT | [14 empty] | #DIVIDE BY ZERO | #DIVIDE BY ZERO
[5 empty] | A212.X | GL200SC SMA(M)-SMA(M)-250cm CA78P78P00-2M5U3 | B553-B-78P78P002M5U3 |  | 黃色線200cm |  |  | 1 |  | 4.8 | [8 empty] | Panel to 4G Link x1 | [14 empty] | #DIVIDE BY ZERO | #DIVIDE BY ZERO
[5 empty] | A212.X | GL200SC SMA(M)-SMA(M)-250cm CA78P78P00-2M5U3 | B553-B-78P78P002M5U3 |  | 黃色線200cm |  |  | 2 |  | 9.6 | [8 empty] | 牆上天線到Panel | [14 empty] | #DIVIDE BY ZERO | #DIVIDE BY ZERO
[5 empty] | A212.X | GL200SC SMA(M)-SMA(M)-250cm CA78P78P00-2M5U3 | B553-B-78P78P002M5U3 |  | 黃色線200cm |  |  | 1 |  | 4.8 | [8 empty] | Panel to Link2 x1 | [14 empty] | #DIVIDE BY ZERO | #DIVIDE BY ZERO
[5 empty] | A212.X | GL200SC SMA(M)-SMA(M)-150cm CA78P78P00-1M5U3 | B553-B-78P78P001M5U3 |  | 黃色線150cm(CA78P78P00-1M5U3) |  |  | 1 |  | 3.4 | [8 empty] | Switch-放大器 | [14 empty] | #DIVIDE BY ZERO | #DIVIDE BY ZERO
[5 empty] | A212.X | GL200SC SMA(M)-SMA(M)-250cm CA78P78P00-2M5U3 | B553-B-78P78P002M5U3 |  | 黃色線200cm |  |  | 1 |  | 4.8 | [8 empty] | 現場備用 | [14 empty] | #DIVIDE BY ZERO | #DIVIDE BY ZERO
[5 empty] | A212.X | GPIB Cable 1M | B211-E-GPIB-1M |  | 長度 1M |  |  | 3 |  | 1.44 | [8 empty] | 電腦到BS及SA及NA | [14 empty] | #DIVIDE BY ZERO | #DIVIDE BY ZERO
[5 empty] | A212.X | Link Antenna | B523-A-Link |  | Link antenna PCB Dim= 24cm |  |  | 1 |  | 1.6 | [8 empty] | Link天線 | [14 empty] | #DIVIDE BY ZERO | #DIVIDE BY ZERO
[5 empty] | A212.X | Link Antenna | B523-A-Link |  | Link antenna PCB Dim= 24cm |  |  | 1 |  | 1.6 | [8 empty] | Link2 天線 | [14 empty] | #DIVIDE BY ZERO | #DIVIDE BY ZERO
[5 empty] | A212.X | OTA Switching Box(Active&Passive&Extender) | B521-A-OTASW-APE |  | -Frequency: 400 ~ 6000 MHz -Path: TRP、TIS、Passive -Support up to 6 communication tester -Dynamic extender for link |  |  | 1 |  | 185 | [23 empty] | #DIVIDE BY ZERO | #DIVIDE BY ZERO
[5 empty] | A212.X | RS-232 Cable 1.8M | B211-K-W7271 |  | 9公-9公 長度 1.8M (一體成型) |  |  | 1 |  | 0.1 | [8 empty] | 路徑切換器接控制電腦 | [14 empty] | #DIVIDE BY ZERO | #DIVIDE BY ZERO
[5 empty] | A212.X | RS-232 Cable 1.8M | B211-K-W7271 |  | 9公-9公 長度 1.8M (一體成型) |  |  | 1 |  | 0.1 | [8 empty] | 路徑切換器接控制電腦 | [14 empty] | #DIVIDE BY ZERO | #DIVIDE BY ZERO
[5 empty] | A212.X | Rotary Joint SMA 18GHz 7878VS500BD001B | B556-B-01 |  | SMA Rotary Joint(DC~18G) SMA(F)-SMA(F) |  |  | 2 |  | 5 | [23 empty] | #DIVIDE BY ZERO | #DIVIDE BY ZERO
[5 empty] | A212.X | RF Adaptor R/A SMA(M) to SMA(F) 7858NR500BD002B | B123-B-19 |  |  |  |  | 2 |  | 0.22 | [8 empty] | 接在旋轉接頭上 | [14 empty] | #DIVIDE BY ZERO | #DIVIDE BY ZERO
[5 empty] | A212.X | Passive PCB Golden Antenna | B523-A-PCB-700M6G |  | 夾距：0.8mm(0.031inch)，Frequency：DC~18GHz |  |  | 1 |  | 1.5 | [8 empty] | Golden 天線 | [14 empty] | #DIVIDE BY ZERO | #DIVIDE BY ZERO
[5 empty] | A212.X | 低噪放大器 1-18GHz | B135-R-500M18G |  | 頻率範圍器:500MHz~18GHz,噪聲係數:2.8dBmax（500MHz～1GHz 可能在10dB左右），增益：30dB |  |  | 1 |  | 76.08 | [23 empty] | #DIVIDE BY ZERO | #DIVIDE BY ZERO
[5 empty] | A212.X | N Jack to SMA Plug Adaptor 18GHz 73J78PNS5BF008B | B123-B-20 |  | Frequency：DC~12GHz (AD-N1A25A/133-93) |  |  | 13 |  | 5.2 | [8 empty] | 現場備用 | [14 empty] | #DIVIDE BY ZERO | #DIVIDE BY ZERO
[5 empty] | A212.X | 十大標配紙箱 | B251-F-Standard |  | 外箱 580*495*328 仿 AB 楞，內箱 570*482*70 B 楞 |  |  | 1 |  | 0.15 | [23 empty] | #DIVIDE BY ZERO | #DIVIDE BY ZERO
2-開發 |  |  |  |  | A212.X | FM-S13-E Measurement Switching System (A2)(Passive 8 GHz)/ (Cellular)/ (BT/Wi-Fi)/ (5GNR FR1) -Passive for 2 port VNA -Active for Cellular TRP / TIS -Active for Bluetooth / Wi-Fi -Frequency: 0.5 - 18GHz -RF Cables: up to 18GHz -Rotary Joint included -DRE-Dynamic range extender for Passive -DRE-Dynamic range extender (Frequency: 0.5 - 8GHz) for Bluetooth / Wi-Fi / 5GNR FR1 -Passive golden sample: 0.65 - 8.5GHz | A214.S13G |  | 硬體成本10% |  |  |  |  | 375.79 | [8 empty] | M3 | [14 empty] | #DIVIDE BY ZERO | #DIVIDE BY ZERO
[5 empty] | A212.X | FL-410S SMA(M)-SMA(M)-Core-70cm CA78P78P95-700S3 | B553-B-78P78P95700S3 |  | 藍色線，有磁環70cm |  |  | 1 |  | 3.2 | [8 empty] | DUT1 | [14 empty] | #DIVIDE BY ZERO | #DIVIDE BY ZERO
[5 empty] | A212.X | FL-410S SMA(M)-SMA(M)-Core-70cm CA78P78P95-700S3 | B553-B-78P78P95700S3 |  | 藍色線，有磁環70cm |  |  | 1 |  | 3.2 | [8 empty] | TT上 | [14 empty] | #DIVIDE BY ZERO | #DIVIDE BY ZERO
[6 empty] | GL200SC SMA(M)-SMA(M)-150cm CA78P78P00-1M5U3 | B553-B-78P78P001M5U3 |  | 黃色線150cm |  |  | 3 |  | 10.2 | [8 empty] | 所有Panel到Switching Box上(4G Link)(H/V)
[6 empty] | GL200SC SMA(M)-SMA(M)-150cm CA78P78P00-1M5U3 | B553-B-78P78P001M5U3 |  | 黃色線150cm(CA73P73P00-1M5U2) |  |  | 5 |  | 17 | [8 empty] | 所有N頭儀器到Switching Box上, Box上(4G in/ 4G out/ 3G in/ 3G out/ SA)
[6 empty] | GL200SC SMA(M)-SMA(M)-150cm CA78P78P00-1M5U3 | B553-B-78P78P001M5U3 |  | 黃色線150cm(CA73P73P00-1M5U2) |  |  | 1 |  | 3.4 | [8 empty] | 放大器-NA Port2
[6 empty] | GL200SC SMA(M)-SMA(M)-150cm CA78P78P00-1M5U3 | B553-B-78P78P001M5U3 |  | 黃色線150cm(CA73P73P00-1M5U2) |  |  | 6 |  | 20.4 | [8 empty] | 所有N頭儀器到Wi-Fi Box上, (BT in/ BT out/ Wi-Fi in/ Wi-Fi out)
[6 empty] | GL200SC SMA(M)-SMA(M)-150cm CA78P78P00-1M5U3 | B553-B-78P78P001M5U3 |  | 黃色線150cm |  |  | 1 |  | 3.4 | [8 empty] | Panel到Wi-Fi Box上(Link2)
[5 empty] | A212.X | GL200SC SMA(M)-SMA(M)-250cm CA78P78P00-2M5U3 | B553-B-78P78P002M5U3 |  | 黃色線250cm(CA78P73P00-2M5U2) |  |  | 1 |  | 4.8 | [8 empty] | NA Port1-Panel | [14 empty] | #DIVIDE BY ZERO | #DIVIDE BY ZERO
[5 empty] | A212.X | FL-410S SMA(M)-SMA(M)-Core-150cm CA78P78P95-1M5S3 | B553-B-78P78P951M5S3 |  | 藍色線，有磁環150cm |  |  | 1 |  | 4 | [8 empty] | Panel-TT | [14 empty] | #DIVIDE BY ZERO | #DIVIDE BY ZERO
[5 empty] | A212.X | GL200SC SMA(M)-SMA(M)-250cm CA78P78P00-2M5U3 | B553-B-78P78P002M5U3 |  | 黃色線200cm |  |  | 1 |  | 4.8 | [8 empty] | Panel to 4G Link x1 | [14 empty] | #DIVIDE BY ZERO | #DIVIDE BY ZERO
[5 empty] | A212.X | GL200SC SMA(M)-SMA(M)-250cm CA78P78P00-2M5U3 | B553-B-78P78P002M5U3 |  | 黃色線200cm |  |  | 2 |  | 9.6 | [8 empty] | 牆上天線到Panel | [14 empty] | #DIVIDE BY ZERO | #DIVIDE BY ZERO
[5 empty] | A212.X | GL200SC SMA(M)-SMA(M)-250cm CA78P78P00-2M5U3 | B553-B-78P78P002M5U3 |  | 黃色線200cm |  |  | 1 |  | 4.8 | [8 empty] | Panel to Link2 x1 | [14 empty] | #DIVIDE BY ZERO | #DIVIDE BY ZERO
[6 empty] | GL200SC SMA(M)-SMA(M)-150cm CA78P78P00-1M5U3 | B553-B-78P78P001M5U3 |  | 黃色線150cm(CA78P78P00-1M5U3) |  |  | 1 |  | 3.4 | [8 empty] | Switch-放大器
[5 empty] | A212.X | GL200SC SMA(M)-SMA(M)-250cm CA78P78P00-2M5U3 | B553-B-78P78P002M5U3 |  | 黃色線200cm |  |  | 1 |  | 4.8 | [8 empty] | 現場備用 | [14 empty] | #DIVIDE BY ZERO | #DIVIDE BY ZERO
[5 empty] | A212.X | GPIB Cable 1M | B211-E-GPIB-1M |  | 長度 1M |  |  | 3 |  | 1.44 | [8 empty] | 電腦到BS及SA及NA | [14 empty] | #DIVIDE BY ZERO | #DIVIDE BY ZERO
[5 empty] | A212.X | Link Antenna | B523-A-Link |  | Link antenna PCB Dim= 24cm |  |  | 1 |  | 1.6 | [8 empty] | Link天線 | [14 empty] | #DIVIDE BY ZERO | #DIVIDE BY ZERO
[5 empty] | A212.X | Link Antenna | B523-A-Link |  | Link antenna PCB Dim= 24cm |  |  | 1 |  | 1.6 | [8 empty] | Link2 天線 | [14 empty] | #DIVIDE BY ZERO | #DIVIDE BY ZERO
[5 empty] | A212.X | OTA Switching Box(Active&Passive&Extender) | B521-A-OTASW-APE |  | -Frequency: 400 ~ 6000 MHz -Path: TRP、TIS、Passive -Support up to 6 communication tester -Dynamic extender for link |  |  | 1 |  | 185 | [23 empty] | #DIVIDE BY ZERO | #DIVIDE BY ZERO
[5 empty] | A212.X | RS-232 Cable 1.8M | B211-K-W7271 |  | 9公-9公 長度 1.8M (一體成型) |  |  | 1 |  | 0.1 | [8 empty] | 路徑切換器接控制電腦 | [14 empty] | #DIVIDE BY ZERO | #DIVIDE BY ZERO
[5 empty] | A212.X | RS-232 Cable 1.8M | B211-K-W7271 |  | 9公-9公 長度 1.8M (一體成型) |  |  | 1 |  | 0.1 | [8 empty] | 路徑切換器接控制電腦 | [14 empty] | #DIVIDE BY ZERO | #DIVIDE BY ZERO
[5 empty] | A212.X | Rotary Joint SMA 18GHz 7878VS500BD001B | B556-B-01 |  | SMA Rotary Joint(DC~18G) SMA(F)-SMA(F) |  |  | 2 |  | 5 | [23 empty] | #DIVIDE BY ZERO | #DIVIDE BY ZERO
[5 empty] | A212.X | RF Adaptor R/A SMA(M) to SMA(F) 7858NR500BD002B | B123-B-19 |  |  |  |  | 2 |  | 0.22 | [8 empty] | 接在旋轉接頭上 | [14 empty] | #DIVIDE BY ZERO | #DIVIDE BY ZERO
[5 empty] | A212.X | Passive PCB Golden Antenna | B523-A-PCB-700M6G |  | 夾距：0.8mm(0.031inch)，Frequency：DC~18GHz |  |  | 1 |  | 1.5 | [8 empty] | Golden 天線 | [14 empty] | #DIVIDE BY ZERO | #DIVIDE BY ZERO
[5 empty] | A212.X | 低噪放大器 1-18GHz | B135-R-500M18G |  | 頻率範圍器:500MHz~18GHz,噪聲係數:2.8dBmax（500MHz～1GHz 可能在10dB左右），增益：30dB |  |  | 1 |  | 76.08 | [23 empty] | #DIVIDE BY ZERO | #DIVIDE BY ZERO
[5 empty] | A212.X | N Jack to SMA Plug Adaptor 18GHz 73J78PNS5BF008B | B123-B-20 |  | Frequency：DC~12GHz (AD-N1A25A/133-93) |  |  | 15 |  | 6 | [8 empty] | 現場備用 | [14 empty] | #DIVIDE BY ZERO | #DIVIDE BY ZERO
[5 empty] | A212.X | 十大標配紙箱 | B251-F-Standard |  | 外箱 580*495*328 仿 AB 楞，內箱 570*482*70 B 楞 |  |  | 1 |  | 0.15 | [23 empty] | #DIVIDE BY ZERO | #DIVIDE BY ZERO
1-評估 |  |  |  |  | A212.X | FM-S12 Measurement System -Coaxial connector: 2.92mm -2.92mm panel adaptor x 4 -2.92mm RF cable for measurement antenna to adaptor | A214.S13H |  | 硬體成本10% |  |  |  |  | 42.8 | [8 empty] | M3 | [14 empty] | #DIVIDE BY ZERO | #DIVIDE BY ZERO
|  | 0 |  |  |  | FL354HF 2.92mm (M)-2.92mm (M)-150cm CA38P38P98HF-1M5S | B553-B-38P38P98HF1M5S |  |  |  |  | 2 |  | 16 | [8 empty] | Panel to Switching Box | 16 |  | #DIVIDE BY ZERO |  | -16 | #DIVIDE BY ZERO | #UNPARSEABLE | #BLOCKED |  | -0.53333 | #DIVIDE BY ZERO | 0 | 0 | 0 | #DIVIDE BY ZERO | #DIVIDE BY ZERO
|  | 0 |  |  |  | FL354HF 2.92mm (M)-2.92mm (M)-80cm CA38P38P98HF-800S | B553-B-38P38P98HF800S |  |  |  |  | 2 |  | 10 | [8 empty] | Panel to Switching Box | 10 |  | #DIVIDE BY ZERO |  | -10 | #DIVIDE BY ZERO | #UNPARSEABLE | #BLOCKED |  | -0.33333 | #DIVIDE BY ZERO | 0 | 0 | 0 | #DIVIDE BY ZERO | #DIVIDE BY ZERO
[5 empty] | A212.X | RF Adaptor Bulkhead 2.92mm(F) to 2.92mm(F) 3878DS500SQ001B | B123-B-03 |  |  |  |  | 4 |  | 16.8 | [8 empty] | 接在旋轉接頭上 | [14 empty] | #DIVIDE BY ZERO | #DIVIDE BY ZERO
3-量產 |  |  |  |  | A212.X | FM-S12 OTA Measurement System (R-Class) | A214.S12 |  | 硬體成本10% | [28 empty] | #DIVIDE BY ZERO | #DIVIDE BY ZERO
1-評估 |  |  |  |  | A212.X | FM-S12 Measurement System R2 (WR-28 Ka-Band) -Rotary Joint: DC - 43.5GHz -Coaxial connector: 2.92mm -Path for passive with 4 port VNA -Path frequency: 22 - 43.5GHz (WR-28 Cutoff frequency) | A214.S121 |  | 硬體成本10% |  |  |  |  | 117.15 | [8 empty] | RF panel adaptor 2.92 * 4 (2 for Link) WR-28 to 2.92 adaptor * 2 Waveguide cable WR-28 50cm * 2 RF Cable 2.92 200cm * 3 RF Cable 2.92 80cm * 3 ( 轉桌&DUT) 2.92mm F-M90度接頭 *1 | [14 empty] | #DIVIDE BY ZERO | #DIVIDE BY ZERO
[5 empty] | A223,PON | Flexible Twist Waveguide WR28-WR28-50cm 28WFT-500 | B124-A-28WFT500 |  |  |  |  | 2 |  | 30 | [9 empty] | 30 |  | #DIVIDE BY ZERO |  | -30 | #DIVIDE BY ZERO | #UNPARSEABLE | #BLOCKED |  | -1 | #DIVIDE BY ZERO
[5 empty] | A223,PON | FL354HF 2.92mm (M)-2.92mm (F)-250cm CA38P38J98HF-2M5S | B553-B-38P38J98HF2M5S |  |  |  |  | 3 |  | 45 | [8 empty] | 也可用200cm的 (用250cm是為了要減少Cable種類) | 45 |  | #DIVIDE BY ZERO |  | -45 | #DIVIDE BY ZERO | #UNPARSEABLE | #BLOCKED |  | -1.5 | #DIVIDE BY ZERO
[6 empty] | 2.92mm (M)-2.92mm (M)-80cm with Core CA38P38P98HG-800S3 | B553-B-38P38P98HG800S3 |  |  |  |  | 3 |  | 27
[6 empty] | RF Adaptor R/A 2.92mm(M) to 2.92mm(F) 40GHz 3858NR500SMA01B | B123-B-02 |  |  |  |  | 1 |  | 5
[6 empty] | Rotary Joint 2.92mm 40GHz 3878VS500SQX01B | B556-B-02 |  |  |  |  | 2 |  | 10
[6 empty] | 十大標配紙箱 | B251-F-Standard |  | 外箱 580*495*328 仿 AB 楞，內箱 570*482*70 B 楞 |  |  | 1 |  | 0.15 | [23 empty] | #DIVIDE BY ZERO | #DIVIDE BY ZERO
2-開發 |  |  |  |  | A212.X | FM-S12 Measurement System R2 (DC - 43.5GHz) -Rotary Joint: DC - 43.5GHz -Coaxial connector: 2.92mm -Path for passive with 4 port VNA -Path frequency: DC - 43.5GHz | A214.S121 |  | 硬體成本10% |  |  |  |  | 0 | [8 empty] | RF panel adaptor 2.92 * 4 (2 for Link) WR-28 to 2.92 adaptor * 2 Waveguide cable WR-28 50cm * 2 RF Cable 2.92 200cm * 3 RF Cable 2.92 80cm * 3 ( 轉桌&DUT) 2.92mm F-M90度接頭 *1 | [14 empty] | #DIVIDE BY ZERO | #DIVIDE BY ZERO
2-開發 |  |  |  |  | A212.X | FM-S12 Measurement System (R2/ A2) -Rotary Joint: DC - 50GHz -Coaxial connector: 2.4mm -Path for passive with 4 port VNA -Path frequency: DC - 50GHz |  |  | 硬體成本10% |  |  |  |  | 0 | [8 empty] | RF panel adaptor 2.92 * 4 (2 for Link) WR-28 to 2.92 adaptor * 2 Waveguide cable WR-28 50cm * 2 RF Cable 2.92 200cm * 3 RF Cable 2.92 80cm * 3 ( 轉桌&DUT) 2.92mm F-M90度接頭 *1 | [14 empty] | #DIVIDE BY ZERO | #DIVIDE BY ZERO
2-開發 |  |  |  |  | A212.X | FM-S12 Measurement System (R1/ A1) (A2)2.4mm -Coaxial connector: 2.4mm -Path frequency: DC - 50GHz |  |  | 硬體成本10% |  |  |  |  | 0 | [8 empty] | RF panel adaptor 2.92 * 4 (2 for Link) WR-28 to 2.92 adaptor * 2 Waveguide cable WR-28 50cm * 2 RF Cable 2.92 200cm * 3 RF Cable 2.92 80cm * 3 ( 轉桌&DUT) 2.92mm F-M90度接頭 *1 | [14 empty] | #DIVIDE BY ZERO | #DIVIDE BY ZERO
2-開發 |  |  |  |  | A212.X | FM-S12 Measurement System (R1/ A1) (A2)2.92mm -Coaxial connector: 2.92mm -Path frequency: DC - 43.5GHz |  |  | 硬體成本10% |  |  |  |  | 0 | [8 empty] | RF panel adaptor 2.92 * 4 (2 for Link) WR-28 to 2.92 adaptor * 2 Waveguide cable WR-28 50cm * 2 RF Cable 2.92 200cm * 3 RF Cable 2.92 80cm * 3 ( 轉桌&DUT) 2.92mm F-M90度接頭 *1 | [14 empty] | #DIVIDE BY ZERO | #DIVIDE BY ZERO
1-評估 |  |  |  |  | A212.X | FM-S12 Measurement System R2 with switching box (WR-28 Ka-Band) -Rotary Joint: DC - 43.5GHz -Coaxial connector: 2.92mm -RF switching box for polarization and 2 function selection -Path frequency: 22 - 43.5GHz (WR-28 Cutoff frequency) | A214.S122 |  | 硬體成本10% |  |  |  |  | 213.15 | [23 empty] | #DIVIDE BY ZERO | #DIVIDE BY ZERO
[5 empty] | A223,PON | Flexible Twist Waveguide WR28-WR28-50cm 28WFT-500 | B124-A-28WFT500 |  |  |  |  | 2 |  | 30 | [9 empty] | 30 |  | #DIVIDE BY ZERO |  | -30 | #DIVIDE BY ZERO | #UNPARSEABLE | #BLOCKED |  | -1 | #DIVIDE BY ZERO
[6 empty] | 2.92mm (M)-2.92mm (M)-80cm with Core CA38P38P98HG-800S3 | B553-B-38P38P98HG800S3 |  |  |  |  | 3 |  | 27
[6 empty] | RF Adaptor R/A 2.92mm(M) to 2.92mm(F) 40GHz 3858NR500SMA01B | B123-B-02 |  |  |  |  | 1 |  | 5
[6 empty] | Rotary Joint 2.92mm 40GHz 3878VS500SQX01B | B556-B-02 |  |  |  |  | 2 |  | 10
[6 empty] | R2 Switching Box | B521-A-R2-40GHz |  |  |  |  | 1 |  | 94
[6 empty] | FL354HF 2.92mm (M)-2.92mm (M)-150cm CA38P38P98HF-1M5S | B553-B-38P38P98HF1M5S |  |  |  |  | 1 |  | 8 | [8 empty] | Panel to Switching Box
[6 empty] | FL354HF 2.92mm (M)-2.92mm (M)-150cm CA38P38P98HF-1M5S | B553-B-38P38P98HF1M5S |  |  |  |  | 1 |  | 8 | [8 empty] | Switching Box to LNA
[6 empty] | FL354HF 2.92mm (M)-2.92mm (F)-150cm CA38P38J98HF-1M5S | B553-B-38P38J98HF1M5S |  |  |  |  | 1 |  | 8 | [8 empty] | LNA to NA p2
[6 empty] | FL354HF 2.92mm (M)-2.92mm (F)-250cm CA38P38J98HF-2M5S | B553-B-38P38J98HF2M5S |  |  |  |  | 1 |  | 15 | [8 empty] | Panel to NA p1
[6 empty] | FL354HF 2.92mm (M)-2.92mm (F)-150cm CA38P38J98HF-1M5S | B553-B-38P38J98HF1M5S |  |  |  |  | 1 |  | 8 | [8 empty] | Switching Box to 8000A
[6 empty] | 十大標配紙箱 | B251-F-Standard |  | 外箱 580*495*328 仿 AB 楞，內箱 570*482*70 B 楞 |  |  | 1 |  | 0.15 | [23 empty] | #DIVIDE BY ZERO | #DIVIDE BY ZERO
2-開發 |  |  |  |  | A212.X | FM-S12 Measurement System R2 with switching box (DC - 43.5GHz) -Rotary Joint: DC - 43.5GHz -Coaxial connector: 2.92mm -RF switching box for polarization and 2 function selection -Path frequency: DC - 43.5GHz | A214.S122 |  | 硬體成本10% |  |  |  |  | 0 | [23 empty] | #DIVIDE BY ZERO | #DIVIDE BY ZERO
2-開發 |  |  |  |  | A212.X | FM-S12 Measurement System with switching box (R2/ A2) -Rotary Joint: DC - 50GHz -Coaxial connector: 2.4mm -RF switching box for polarization and 2 function selection -Path frequency: DC - 50GHz |  |  | 硬體成本10% |  |  |  |  | 0 | [23 empty] | #DIVIDE BY ZERO | #DIVIDE BY ZERO
2-開發 |  |  |  |  | A212.X | FM-S12 Measurement System (R1/ A1) (A2)2.4mm -Coaxial connector: 2.4mm -RF switching box for polarization and 2 function selection -Include RF DPDT switch x1 -Path frequency: DC - 50GHz |  |  | 硬體成本10% |  |  |  |  | 0 | [23 empty] | #DIVIDE BY ZERO | #DIVIDE BY ZERO
2-開發 |  |  |  |  | A212.X | FM-S12 Measurement System (R1/ A1) (A2)2.92mm -Coaxial connector: 2.92mm -RF switching box for polarization and 2 function selection -Include RF DPDT switch x1 -Path frequency: DC - 43.5GHz |  |  | 硬體成本10% |  |  |  |  | 0 | [23 empty] | #DIVIDE BY ZERO | #DIVIDE BY ZERO
2-開發 |  |  |  |  | A212.X | FM-S12 Measurement System R2 (60 - 90GHz) -Rotary Joint: WR-12 -Coaxial connector: WR-12 -Path frequency: 60 - 90GHz | A214.S123 |  | 硬體成本10% |  |  |  |  | 0 | [23 empty] | #DIVIDE BY ZERO | #DIVIDE BY ZERO
[5 empty] | A212.X | R2 90GHz 升級成本(純被動,也沒有switch) | A214.S123底下 | [6 empty] | 0 | [23 empty] | #DIVIDE BY ZERO | #DIVIDE BY ZERO
1-評估 |  |  |  |  | A212.X | FM-S12 Measurement System R2 with switching box (WR-12 E-Band) -Rotary Joint: 60 - 90GHz -Waveguide connector: WR-12 -RF switching box for polarization and 2 function selection -Path frequency: 60 - 90GHz (WR-12 Cutoff frequency) | A214.S124 |  | 硬體成本10% |  |  |  |  | 0.15 | [23 empty] | #DIVIDE BY ZERO | #DIVIDE BY ZERO
[5 empty] | A212.X | SWG-12040-FB-F | B124-S-WR12Flex10cm |  |  |  |  | 4 | 150000 | 0 | [23 empty] | #DIVIDE BY ZERO | #DIVIDE BY ZERO
[5 empty] | A212.X | SWG-12040-FB | B124-S-WR12WG10 |  |  |  |  | 10 | 6000 | 0 | [23 empty] | #DIVIDE BY ZERO | #DIVIDE BY ZERO
[5 empty] | A212.X | SWC-121F-E1 | B124-S-WR12ADP1d0 |  |  |  |  | 2 | 50000 | 0 | [23 empty] | #DIVIDE BY ZERO | #DIVIDE BY ZERO
[5 empty] | A212.X | SAN-60390310-125I125I-S1 | B124-S-WR12RJ |  |  |  |  | 2 | 180000 | 0 | [23 empty] | #DIVIDE BY ZERO | #DIVIDE BY ZERO
[5 empty] | A212.X | SCW-1M1M060-F1 | B122-S-150CM1d0MM |  |  |  |  | 4 | 80000 | 0 | [23 empty] | #DIVIDE BY ZERO | #DIVIDE BY ZERO
[5 empty] | A212.X | R2 90GHz 升級成本(主被動) | A214.S124底下 | [6 empty] | 0 | [23 empty] | #DIVIDE BY ZERO | #DIVIDE BY ZERO
[5 empty] | A212.X | 十大標配紙箱 | B251-F-Standard |  | 外箱 580*495*328 仿 AB 楞，內箱 570*482*70 B 楞 |  |  | 1 |  | 0.15 | [23 empty] | #DIVIDE BY ZERO | #DIVIDE BY ZERO
1-評估 |  |  |  |  | A212.X | FM-S12 Measurement System R6 with switching box (WR-28 Ka-Band) -Rotary Joint: DC - 43.5GHz -Coaxial connector: 2.92mm -RF switching box for polarization and 2 function selection -Path frequency: 22 - 43.5GHz (WR-28 Cutoff frequency) | A214.S126 |  | 硬體成本10% |  |  |  |  | 759.29 | [23 empty] | #DIVIDE BY ZERO | #DIVIDE BY ZERO
[5 empty] | A223,PON | Flexible Twist Waveguide WR28-WR28-50cm 28WFT-500 | B124-A-28WFT500 |  |  |  |  | 8 |  | 120 | [8 empty] | 4條串接成200cm (Panel to Feed H/V) | 120 |  | #DIVIDE BY ZERO |  | -120 | #DIVIDE BY ZERO | #UNPARSEABLE | #BLOCKED |  | -4 | #DIVIDE BY ZERO
[5 empty] | A223,PON | Waveguide to Coaxial Adaptor WR-28 - 2.92mm(F) 28WECAKCu | B124-A-28WECAKCu |  |  |  |  | 4 |  | 39.52 | [8 empty] | Panel上 H/V/Passive, Panel到轉桌前轉成Coaxial,單 Channel | 39.52 |  | #DIVIDE BY ZERO |  | -39.52 | #DIVIDE BY ZERO | #UNPARSEABLE | #BLOCKED |  | -1.3173 | #DIVIDE BY ZERO
[5 empty] | A223,PON | Straight Waveguide WR28-WR28-50cm 28WAL500Cu | B124-A-28WAL500Cu |  |  |  |  | 11 |  | 60.5 | [8 empty] | 50cm和10cm,H-Plane Radius Bend及Twist 串接從Panel到轉桌前,單 Channel 數量需確認 | 60.5 |  | #DIVIDE BY ZERO |  | -60.5 | #DIVIDE BY ZERO | #UNPARSEABLE | #BLOCKED |  | -2.0167 | #DIVIDE BY ZERO
[5 empty] | A223,PON | Straight Waveguide WR28-WR28-10cm 28WAL100Cu | B124-A-28WAL100Cu |  |  |  |  | 6 |  | 16.92 | [8 empty] | 50cm和10cm,H-Plane Radius Bend及Twist 串接從Panel到轉桌前,單 Channel 數量需確認 | 16.92 |  | #DIVIDE BY ZERO |  | -16.92 | #DIVIDE BY ZERO | #UNPARSEABLE | #BLOCKED |  | -0.564 | #DIVIDE BY ZERO
[5 empty] | A223,PON | 90deg. H-Plane Bend Waveguide WR28-WR28-3cm 28WHB303015Cu | B124-A-28WHB3015Cu |  |  |  |  | 6 |  | 22.5 | [8 empty] | 50cm和10cm,H-Plane Radius Bend及Twist 串接從Panel到轉桌前,單 Channel 數量需確認 | 22.5 |  | #DIVIDE BY ZERO |  | -22.5 | #DIVIDE BY ZERO | #UNPARSEABLE | #BLOCKED |  | -0.75 | #DIVIDE BY ZERO
[5 empty] | A223,PON | Twist Waveguide WR28-WR28-5.5cm 28WTA55Cu | B124-A-28WTA55Cu |  |  |  |  | 2 |  | 9.4 | [8 empty] | 50cm和10cm,H-Plane Radius Bend及Twist 串接從Panel到轉桌前,單 Channel 數量需確認 | 9.4 |  | #DIVIDE BY ZERO |  | -9.4 | #DIVIDE BY ZERO | #UNPARSEABLE | #BLOCKED |  | -0.31333 | #DIVIDE BY ZERO
[6 empty] | FL354HF 2.92mm (M)-2.92mm (M)-250cm CA38P38P98HF-2M5S | B553-B-38P38P98HF2M5S |  |  |  |  | 1 |  | 9 | [8 empty] | 轉桌內部
[6 empty] | 2.92mm (M)-2.92mm (M)-270cm with Core CA38P38P98HG-2M7S3 | B553-B-38P38P98HG2M7S3 |  |  |  |  | 1 |  | 18 | [8 empty] | 轉桌上 Theta +core
[6 empty] | 2.92mm (M)-2.92mm (M)-120cm with Core CA38P38P98HG-1M2S3 | B553-B-38P38P98HG1M2S3 |  |  |  |  | 1 |  | 9 | [8 empty] | 轉桌上 Phi +core
[6 empty] | Rotary Joint 2.92mm 40GHz 3878VS500SQX01B | B556-B-02 |  |  |  |  | 2 |  | 10 | [8 empty] | 轉桌上,前面接90度接頭
[6 empty] | RF Adaptor R/A 2.92mm(M) to 2.92mm(F) 40GHz 3858NR500SMA01B | B123-B-02 |  |  |  |  | 2 |  | 10 | [8 empty] | 轉桌上,接在旋轉接頭後
[6 empty] | FL354HF 2.92mm (M)-2.92mm (M)-150cm CA38P38P98HF-1M5S | B553-B-38P38P98HF1M5S |  |  |  |  | 1 |  | 8 | [8 empty] | Panel to Switching Box
[6 empty] | FL354HF 2.92mm (M)-2.92mm (M)-150cm CA38P38P98HF-1M5S | B553-B-38P38P98HF1M5S |  |  |  |  | 1 |  | 8 | [8 empty] | Switching Box to LNA
[6 empty] | FL354HF 2.92mm (M)-2.92mm (F)-150cm CA38P38J98HF-1M5S | B553-B-38P38J98HF1M5S |  |  |  |  | 1 |  | 8 | [8 empty] | LNA to NA p2
[6 empty] | FL354HF 2.92mm (M)-2.92mm (F)-250cm CA38P38J98HF-2M5S | B553-B-38P38J98HF2M5S |  |  |  |  | 1 |  | 15 | [8 empty] | Panel to NA p1
[6 empty] | FL354HF 2.92mm (M)-2.92mm (F)-150cm CA38P38J98HF-1M5S | B553-B-38P38J98HF1M5S |  |  |  |  | 1 |  | 8 | [8 empty] | Switching Box to 8000A
[5 empty] | A212.X | GL200SC SMA(M)-SMA(M)-250cm CA78P78P00-2M5U3 | B553-B-78P78P002M5U3 |  |  |  |  | 1 |  | 4.8 | [8 empty] | Panel to LTE BS(Link) | [14 empty] | #DIVIDE BY ZERO | #DIVIDE BY ZERO
[5 empty] | A212.X | GL200SC SMA(M)-SMA(M)-650cm CA78P78P00-6M5U3 | B553-B-78P78P006M5U3 |  | 黃色線650cm |  |  | 1 |  | 8.5 | [8 empty] | Panel內部 to LTE (Link) | [14 empty] | #DIVIDE BY ZERO | #DIVIDE BY ZERO
[6 empty] | R2 Switching Box | B521-A-R2-40GHz |  |  |  |  | 1 |  | 94
[6 empty] | 低噪放大器 18 - 40GHz EMC051845SE | B135-E-EMC051845SE |  |  |  |  | 1 |  | 280
[6 empty] | 十大標配紙箱 | B251-F-Standard |  | 外箱 580*495*328 仿 AB 楞，內箱 570*482*70 B 楞 |  |  | 1 |  | 0.15 | [23 empty] | #DIVIDE BY ZERO | #DIVIDE BY ZERO
2-開發 |  |  |  |  | A212.X | FM-S12 Measurement System R6/R8 with switching box (DC - 43.5GHz) -Rotary Joint: DC - 43.5GHz -Coaxial connector: 2.92mm -RF switching box for polarization and 2 function selection -Path frequency: DC - 43.5GHz |  |  | 硬體成本10% |  |  |  |  | 0 | [23 empty] | #DIVIDE BY ZERO | #DIVIDE BY ZERO
2-開發 |  |  |  |  | A212.X | FM-S12 Measurement System R6/R8 with switching box (DC - 50GHz) -Rotary Joint: DC - 50GHz -Coaxial connector: 2.4mm -RF switching box for polarization and 2 function selection -Path frequency: DC - 50GHz | A214.S126 |  | 硬體成本10% |  |  |  |  | 0 | [23 empty] | #DIVIDE BY ZERO | #DIVIDE BY ZERO
2-開發 |  |  |  |  | A212.X | FM-S12 Measurement System R6/ R8 (60 - 90GHz) -Rotary Joint: WR-12 -Coaxial connector: WR-12 -Path frequency: 60 - 90GHz | A214.S126 |  | 硬體成本10% |  |  |  |  | 0 | [23 empty] | #DIVIDE BY ZERO | #DIVIDE BY ZERO
1-評估 |  |  |  |  | A212.X | FM-S12 Measurement System R3 with switching box (WR-28 Ka-Band) -Rotary Joint: DC - 43.5GHz -Coaxial connector: 2.92mm -RF switching box for polarization and 2 function selection -Path frequency: 22 - 43.5GHz (WR-28 Cutoff frequency) | A214.S12A |  | 硬體成本10% |  |  |  |  | 651.54 | [8 empty] | Panel to Feed: 100cm Panel to TT Panel: 120+120+120 = 360cm TT Panel to TT Theta中心: 100cm 轉桌上 Passive 2段: 180cm + 100cm | [14 empty] | #DIVIDE BY ZERO | #DIVIDE BY ZERO
[5 empty] | A223,PON | Flexible Twist Waveguide WR28-WR28-50cm 28WFT-500 | B124-A-28WFT500 |  |  |  |  | 4 |  | 60 | [8 empty] | 兩條串接成100cm (Panel to Feed H/V) | 60 |  | #DIVIDE BY ZERO |  | -60 | #DIVIDE BY ZERO | #UNPARSEABLE | #BLOCKED |  | -2 | #DIVIDE BY ZERO
[5 empty] | A223,PON | Waveguide to Coaxial Adaptor WR-28 - 2.92mm(F) 28WECAKCu | B123-A-28WECAKCu |  |  |  |  | 4 |  | 39.52 | [8 empty] | Panel上 H/V/Passive, Panel到轉桌前轉成Coaxial,單 Channel | 39.52 |  | #DIVIDE BY ZERO |  | -39.52 | #DIVIDE BY ZERO | #UNPARSEABLE | #BLOCKED |  | -1.3173 | #DIVIDE BY ZERO
[5 empty] | A223,PON | Straight Waveguide WR28-WR28-50cm 28WAL500Cu | B124-A-28WAL500Cu |  |  |  |  | 6 |  | 33 | [8 empty] | 50cm和10cm,H-Plane Radius Bend及Twist 串接從Panel到轉桌前,單 Channel | 33 |  | #DIVIDE BY ZERO |  | -33 | #DIVIDE BY ZERO | #UNPARSEABLE | #BLOCKED |  | -1.1 | #DIVIDE BY ZERO
[5 empty] | A223,PON | Straight Waveguide WR28-WR28-10cm 28WAL100Cu | B124-A-28WAL100Cu |  |  |  |  | 6 |  | 16.92 | [8 empty] | 50cm和10cm,H-Plane Radius Bend及Twist 串接從Panel到轉桌前,單 Channel | 16.92 |  | #DIVIDE BY ZERO |  | -16.92 | #DIVIDE BY ZERO | #UNPARSEABLE | #BLOCKED |  | -0.564 | #DIVIDE BY ZERO
[5 empty] | A223,PON | 90deg. H-Plane Bend Waveguide WR28-WR28-3cm 28WHB303015Cu | B124-A-28WHB303015Cu |  |  |  |  | 3 |  | 11.25 | [8 empty] | 50cm和10cm,H-Plane Radius Bend及Twist 串接從Panel到轉桌前,單 Channel | 11.25 |  | #DIVIDE BY ZERO |  | -11.25 | #DIVIDE BY ZERO | #UNPARSEABLE | #BLOCKED |  | -0.375 | #DIVIDE BY ZERO
[5 empty] | A223,PON | Twist Waveguide WR28-WR28-5.5cm 28WTA55Cu | B124-A-28WTA55Cu |  |  |  |  | 2 |  | 9.4 | [8 empty] | 50cm和10cm,H-Plane Radius Bend及Twist 串接從Panel到轉桌前,單 Channel | 9.4 |  | #DIVIDE BY ZERO |  | -9.4 | #DIVIDE BY ZERO | #UNPARSEABLE | #BLOCKED |  | -0.31333 | #DIVIDE BY ZERO
[6 empty] | FL354HF 2.92mm (M)-2.92mm (M)-250cm CA38P38P98HF-2M5S | B553-B-38P38P98HF2M5S |  |  |  |  | 1 |  | 9 | [8 empty] | 轉桌內部
[6 empty] | 2.92mm (M)-2.92mm (M)-180cm with Core CA38P38P98HG-1M8S3 | B553-B-38P38P98HG1M8S3 |  |  |  |  | 1 |  | 9 | [8 empty] | 轉桌上 Theta +core
[6 empty] | 2.92mm (M)-2.92mm (M)-80cm with Core CA38P38P98HG-800S3 | B553-B-38P38P98HG800S3 |  |  |  |  | 1 |  | 9 | [8 empty] | 轉桌上 Phi +core
[6 empty] | Rotary Joint 2.92mm 40GHz 3878VS500SQX01B | B556-B-02 |  |  |  |  | 2 |  | 10 | [8 empty] | 轉桌上,前面接90度接頭
[6 empty] | RF Adaptor R/A 2.92mm(M) to 2.92mm(F) 40GHz 3858NR500SMA01B | B123-B-02 |  |  |  |  | 2 |  | 10 | [8 empty] | 轉桌上,接在旋轉接頭後
[6 empty] | FL354HF 2.92mm (M)-2.92mm (M)-150cm CA38P38P98HF-1M5S | B553-B-38P38P98HF1M5S |  |  |  |  | 1 |  | 8 | [8 empty] | Panel to Switching Box
[6 empty] | FL354HF 2.92mm (M)-2.92mm (M)-150cm CA38P38P98HF-1M5S | B553-B-38P38P98HF1M5S |  |  |  |  | 1 |  | 8 | [8 empty] | Switching Box to LNA
[6 empty] | FL354HF 2.92mm (M)-2.92mm (F)-150cm CA38P38J98HF-1M5S | B553-B-38P38J98HF1M5S |  |  |  |  | 1 |  | 8 | [8 empty] | LNA to NA p2
[6 empty] | FL354HF 2.92mm (M)-2.92mm (F)-250cm CA38P38J98HF-2M5S | B553-B-38P38J98HF2M5S |  |  |  |  | 1 |  | 15 | [8 empty] | Panel to NA p1
[6 empty] | FL354HF 2.92mm (M)-2.92mm (F)-150cm CA38P38J98HF-1M5S | B553-B-38P38J98HF1M5S |  |  |  |  | 1 |  | 8 | [8 empty] | Switching Box to 8000A
[5 empty] | A212.X | GL200SC SMA(M)-SMA(M)-250cm CA78P78P00-2M5U3 | B553-B-78P78P002M5U3 |  |  |  |  | 1 |  | 4.8 | [8 empty] | Panel to LTE BS(Link) | [14 empty] | #DIVIDE BY ZERO | #DIVIDE BY ZERO
[5 empty] | A212.X | GL200SC SMA(M)-SMA(M)-650cm CA78P78P00-6M5U3 | B553-B-78P78P006M5U3 |  | 黃色線650cm |  |  | 1 |  | 8.5 | [8 empty] | Panel內部 to LTE (Link) | [14 empty] | #DIVIDE BY ZERO | #DIVIDE BY ZERO
[6 empty] | R2 Switching Box | B521-A-R2-40GHz |  |  |  |  | 1 |  | 94
[6 empty] | 低噪放大器 18 - 40GHz | B135-R-LNA-40G |  |  |  |  | 1 |  | 280
[6 empty] | 十大標配紙箱 | B251-F-Standard |  | 外箱 580*495*328 仿 AB 楞，內箱 570*482*70 B 楞 |  |  | 1 |  | 0.15 | [23 empty] | #DIVIDE BY ZERO | #DIVIDE BY ZERO
2-開發 |  |  |  |  | A212.X | FM-S12 Measurement System R3 with switching box (DC - 43.5GHz) -Rotary Joint: DC - 43.5GHz -Coaxial connector: 2.92mm -RF switching box for polarization and 2 function selection -Path frequency: DC - 43.5GHz | A214.S12A |  | 硬體成本10% |  |  |  |  | 0 | [8 empty] | Panel to Feed: 100cm Panel to TT Panel: 120+120+120 = 360cm TT Panel to TT Theta中心: 100cm 轉桌上 Passive 2段: 180cm + 100cm | [14 empty] | #DIVIDE BY ZERO | #DIVIDE BY ZERO
2-開發 |  |  |  |  | A212.X | FM-S12 Measurement System R3 with switching box (DC - 50GHz) -Rotary Joint: DC - 50GHz -Coaxial connector: 2.4mm -RF switching box for polarization and 2 function selection -Path frequency: DC - 50GHz | A214.S12B |  | 硬體成本10% |  |  |  |  | 613.95 | [8 empty] | Panel to Feed: 100cm(用250cmCable) Panel to TT Panel: 120+120+120 = 360cm TT Panel to TT Theta中心: 100cm 轉桌上 Passive 2段: 180cm + 100cm | [14 empty] | #DIVIDE BY ZERO | #DIVIDE BY ZERO
[5 empty] | A223,PON | FL354HF 2.4mm (M)-2.4mm (M)-250cm CA34P34P88HF-2M5S | B553-B-34P34P88HF2M5S |  |  |  |  | 2 |  | 50 | [8 empty] | 兩條250cm (Panel to Feed H/V) | 50 |  | #DIVIDE BY ZERO |  | -50 | #DIVIDE BY ZERO | #UNPARSEABLE | #BLOCKED |  | -1.6667 | #DIVIDE BY ZERO
[5 empty] | A223,PON | FL354HF 2.4mm (M)-2.4mm (F)-450cm CA34P34J88HF-4M5S | B553-B-34P34J88HF4M5S |  |  |  |  | 1 |  | 30 | [8 empty] | 從Panel到轉桌前 (留母頭) ,單 Channel | 30 |  | #DIVIDE BY ZERO |  | -30 | #DIVIDE BY ZERO | #UNPARSEABLE | #BLOCKED |  | -1 | #DIVIDE BY ZERO
[6 empty] | FL354HF 2.4mm (M)-2.4mm (M)-250cm CA34P34P88HF-2M5S | B553-B-34P34P88HF2M5S |  |  |  |  | 1 |  | 25 | [8 empty] | 轉桌內部
[6 empty] | 2.4mm (M)-2.4mm (M)-180cm with Core CA34P34P88HG-1M8S3 | B553-B-34P34P88HG1M8S3 |  |  |  |  | 1 |  | 12.5 | [8 empty] | 轉桌上 Theta +core
[6 empty] | 2.4mm (M)-2.4mm (M)-80cm with Core CA34P34P88HG-800S3 | B553-B-34P34P88HG800S3 |  |  |  |  | 1 |  | 9 | [8 empty] | 轉桌上 Phi +core
[6 empty] | Rotary Joint 2.4mm 50GHz 835077 | B123-S-050 |  |  |  |  | 2 |  | 144 | [8 empty] | 轉桌上,前面接90度接頭
[6 empty] | RF Adaptor R/A 2.4mm(M) to 2.4mm(F) 50GHz 3478NR500SMA01B | B123-B-21 |  |  |  |  | 2 |  | 14 | [8 empty] | 轉桌上,接在旋轉接頭後
[6 empty] | FL354HF 2.4mm (M)-2.4mm (M)-150cm CA34P34P88HF-1M5S | B553-B-34P34P88HF1M5S |  |  |  |  | 1 |  | 12 | [8 empty] | Panel to Switching Box
[6 empty] | FL354HF 2.4mm (M)-2.4mm (M)-150cm CA34P34P88HF-1M5S | B553-B-34P34P88HF1M5S |  |  |  |  | 1 |  | 12 | [8 empty] | Switching Box to LNA
[6 empty] | FL354HF 2.4mm (M)-2.4mm (F)-150cm CA34P34J88HF-1M5S | B553-B-34P34J88HF1M5S |  |  |  |  | 1 |  | 12 | [8 empty] | LNA to NA p2
[6 empty] | FL354HF 2.4mm (M)-2.4mm (F)-250cm CA34P34J88HF-2M5S | B553-B-34P34J88HF2M5S |  |  |  |  | 1 |  | 25 | [8 empty] | Panel to NA p1
[6 empty] | FL354HF 2.4mm (M)-2.4mm (F)-150cm CA34P34J88HF-1M5S | B553-B-34P34J88HF1M5S |  |  |  |  | 1 |  | 12 | [8 empty] | Switching Box to 8000A
[5 empty] | A212.X | GL200SC SMA(M)-SMA(M)-250cm CA78P78P00-2M5U3 | B553-B-78P78P002M5U3 |  |  |  |  | 1 |  | 4.8 | [8 empty] | Panel to LTE BS(Link) | [14 empty] | #DIVIDE BY ZERO | #DIVIDE BY ZERO
[5 empty] | A212.X | GL200SC SMA(M)-SMA(M)-650cm CA78P78P00-6M5U3 | B553-B-78P78P006M5U3 |  | 黃色線650cm |  |  | 1 |  | 8.5 | [8 empty] | Panel內部 to LTE (Link) | [14 empty] | #DIVIDE BY ZERO | #DIVIDE BY ZERO
[6 empty] | R2 Switching Box | B521-A-R2-50GHz |  |  |  |  | 1 |  | 120
[6 empty] | 低噪放大器 18 - 50GHz | B135-R-LNA-50G |  |  |  |  | 1 |  | 123
[6 empty] | 十大標配紙箱 | B251-F-Standard |  | 外箱 580*495*328 仿 AB 楞，內箱 570*482*70 B 楞 |  |  | 1 |  | 0.15 | [23 empty] | #DIVIDE BY ZERO | #DIVIDE BY ZERO
2-開發 |  |  |  |  | A212.X | FM-S12 Measurement System R3 (60 - 90GHz) -Rotary Joint: WR-12 -Coaxial connector: WR-12 -Path frequency: 60 - 90GHz |  |  | 硬體成本10% |  |  |  |  | 0 | [8 empty] | Panel to Feed: 100cm(用250cmCable) Panel to TT Panel: 120+120+120 = 360cm TT Panel to TT Theta中心: 100cm 轉桌上 Passive 2段: 180cm + 100cm | [14 empty] | #DIVIDE BY ZERO | #DIVIDE BY ZERO
1-評估 |  |  |  |  | A212.X | FM-S12 Measurement System R8 with switching box (WR-28 Ka-Band) -Rotary Joint: DC - 43.5GHz -Coaxial connector: 2.92mm -RF switching box for polarization and 2 function selection -Path frequency: 22 - 43.5GHz (WR-28 Cutoff frequency) | A214.S12E |  | 硬體成本10% |  |  |  |  | 759.29 | [8 empty] | Panel to Feed: 200cm Panel to TT Panel: 4500cm (Cable) TT Panel to TT Theta中心: 250cm 轉桌上 Passive 2段: 270cm + 120cm | [14 empty] | #DIVIDE BY ZERO | #DIVIDE BY ZERO
[5 empty] | A223,PON | Flexible Twist Waveguide WR28-WR28-50cm 28WFT-500 | B124-A-28WFT500 |  |  |  |  | 8 |  | 120 | [8 empty] | 4條串接成200cm (Panel to Feed H/V) | 120 |  | #DIVIDE BY ZERO |  | -120 | #DIVIDE BY ZERO | #UNPARSEABLE | #BLOCKED |  | -4 | #DIVIDE BY ZERO
[5 empty] | A223,PON | Waveguide to Coaxial Adaptor WR-28 - 2.92mm(F) 28WECAKCu | B123-A-28WECAKCu |  |  |  |  | 4 |  | 39.52 | [8 empty] | Panel上 H/V/Passive, Panel到轉桌前轉成Coaxial,單 Channel | 39.52 |  | #DIVIDE BY ZERO |  | -39.52 | #DIVIDE BY ZERO | #UNPARSEABLE | #BLOCKED |  | -1.3173 | #DIVIDE BY ZERO
[5 empty] | A223,PON | Straight Waveguide WR28-WR28-50cm 28WAL500Cu | B124-A-28WAL500Cu |  |  |  |  | 11 |  | 60.5 | [8 empty] | 50cm和10cm,H-Plane Radius Bend及Twist 串接從Panel到轉桌前,單 Channel 數量需確認 | 60.5 |  | #DIVIDE BY ZERO |  | -60.5 | #DIVIDE BY ZERO | #UNPARSEABLE | #BLOCKED |  | -2.0167 | #DIVIDE BY ZERO
[5 empty] | A223,PON | Straight Waveguide WR28-WR28-10cm 28WAL100Cu | B124-A-28WAL100Cu |  |  |  |  | 6 |  | 16.92 | [8 empty] | 50cm和10cm,H-Plane Radius Bend及Twist 串接從Panel到轉桌前,單 Channel 數量需確認 | 16.92 |  | #DIVIDE BY ZERO |  | -16.92 | #DIVIDE BY ZERO | #UNPARSEABLE | #BLOCKED |  | -0.564 | #DIVIDE BY ZERO
[5 empty] | A223,PON | 90deg. H-Plane Bend Waveguide WR28-WR28-3cm 28WHB303015Cu | B124-A-28WHB303015Cu |  |  |  |  | 6 |  | 22.5 | [8 empty] | 50cm和10cm,H-Plane Radius Bend及Twist 串接從Panel到轉桌前,單 Channel 數量需確認 | 22.5 |  | #DIVIDE BY ZERO |  | -22.5 | #DIVIDE BY ZERO | #UNPARSEABLE | #BLOCKED |  | -0.75 | #DIVIDE BY ZERO
[5 empty] | A223,PON | Twist Waveguide WR28-WR28-10cm 28WTA55Cu | B124-A-28WTA55Cu |  |  |  |  | 2 |  | 9.4 | [8 empty] | 50cm和10cm,H-Plane Radius Bend及Twist 串接從Panel到轉桌前,單 Channel 數量需確認 | 9.4 |  | #DIVIDE BY ZERO |  | -9.4 | #DIVIDE BY ZERO | #UNPARSEABLE | #BLOCKED |  | -0.31333 | #DIVIDE BY ZERO
[6 empty] | FL354HF 2.92mm (M)-2.92mm (M)-250cm CA38P38P98HF-2M5S | B553-B-38P38P98HF2M5S |  |  |  |  | 1 |  | 9 | [8 empty] | 轉桌內部
[6 empty] | 2.92mm (M)-2.92mm (M)-270cm with Core CA38P38P98HG-2M7S3 | B553-B-38P38P98HG2M7S3 |  |  |  |  | 1 |  | 18 | [8 empty] | 轉桌上 Theta +core
[6 empty] | 2.92mm (M)-2.92mm (M)-120cm with Core CA38P38P98HG-1M2S3 | B553-B-38P38P98HG1M2S3 |  |  |  |  | 1 |  | 9 | [8 empty] | 轉桌上 Phi +core
[6 empty] | Rotary Joint 2.92mm 40GHz 3878VS500SQX01B | B556-B-02 |  |  |  |  | 2 |  | 10 | [8 empty] | 轉桌上,前面接90度接頭
[6 empty] | RF Adaptor R/A 2.92mm(M) to 2.92mm(F) 40GHz 3858NR500SMA01B | B123-B-02 |  |  |  |  | 2 |  | 10 | [8 empty] | 轉桌上,接在旋轉接頭後
[6 empty] | FL354HF 2.92mm (M)-2.92mm (M)-150cm CA38P38P98HF-1M5S | B553-B-38P38P98HF1M5S |  |  |  |  | 1 |  | 8 | [8 empty] | Panel to Switching Box
[6 empty] | FL354HF 2.92mm (M)-2.92mm (M)-150cm CA38P38P98HF-1M5S | B553-B-38P38P98HF1M5S |  |  |  |  | 1 |  | 8 | [8 empty] | Switching Box to LNA
[6 empty] | FL354HF 2.92mm (M)-2.92mm (F)-150cm CA38P38J98HF-1M5S | B553-B-38P38J98HF1M5S |  |  |  |  | 1 |  | 8 | [8 empty] | LNA to NA p2
[6 empty] | FL354HF 2.92mm (M)-2.92mm (F)-250cm CA38P38J98HF-2M5S | B553-B-38P38J98HF2M5S |  |  |  |  | 1 |  | 15 | [8 empty] | Panel to NA p1
[6 empty] | FL354HF 2.92mm (M)-2.92mm (F)-150cm CA38P38J98HF-1M5S | B553-B-38P38J98HF1M5S |  |  |  |  | 1 |  | 8 | [8 empty] | Switching Box to 8000A
[5 empty] | A212.X | GL200SC SMA(M)-SMA(M)-250cm CA78P78P00-2M5U3 | B553-B-78P78P002M5U3 |  |  |  |  | 1 |  | 4.8 | [8 empty] | Panel to LTE BS(Link) | [14 empty] | #DIVIDE BY ZERO | #DIVIDE BY ZERO
[5 empty] | A212.X | GL200SC SMA(M)-SMA(M)-650cm CA78P78P00-6M5U3 | B553-B-78P78P006M5U3 |  | 黃色線650cm |  |  | 1 |  | 8.5 | [8 empty] | Panel內部 to LTE (Link) | [14 empty] | #DIVIDE BY ZERO | #DIVIDE BY ZERO
[6 empty] | R2 Switching Box | B521-A-R2-40GHz |  |  |  |  | 1 |  | 94
[6 empty] | 低噪放大器 18 - 40GHz EMC051845SE | B135-E-EMC051845SE |  |  |  |  | 1 |  | 280
[6 empty] | 十大標配紙箱 | B251-F-Standard |  | 外箱 580*495*328 仿 AB 楞，內箱 570*482*70 B 楞 |  |  | 1 |  | 0.15 | [23 empty] | #DIVIDE BY ZERO | #DIVIDE BY ZERO
1-評估 |  |  |  |  | A212.X | FM-S12 Measurement System R8 with switching box (DC - 50GHz) -Rotary Joint: DC - 50GHz -Coaxial connector: 2.4mm -RF switching box for polarization and 2 function selection -Path frequency: DC - 50GHz | A214.S12F |  | 硬體成本10% |  |  |  |  | 625.45 | [8 empty] | Panel to Feed: 200cm(用250cmCable) Panel to TT Panel: 4500cm (Cable) TT Panel to TT Theta中心: 250cm 轉桌上 Passive 2段: 270cm + 120cm | [14 empty] | #DIVIDE BY ZERO | #DIVIDE BY ZERO
[5 empty] | A223,PON | FL354HF 2.4mm (M)-2.4mm (M)-250cm CA34P34P88HF-2M5S | B553-B-34P34P88HF2M5S |  |  |  |  | 2 |  | 50 | [8 empty] | 兩條250cm (Panel to Feed H/V) | 50 |  | #DIVIDE BY ZERO |  | -50 | #DIVIDE BY ZERO | #UNPARSEABLE | #BLOCKED |  | -1.6667 | #DIVIDE BY ZERO
[5 empty] | A223,PON | FL354HF 2.4mm (M)-2.4mm (F)-450cm CA34P34J88HF-4M5S | B553-B-34P34J88HF4M5S |  |  |  |  | 1 |  | 30 | [8 empty] | 從Panel到轉桌前 (留母頭) ,單 Channel | 30 |  | #DIVIDE BY ZERO |  | -30 | #DIVIDE BY ZERO | #UNPARSEABLE | #BLOCKED |  | -1 | #DIVIDE BY ZERO
[6 empty] | FL354HF 2.4mm (M)-2.4mm (M)-250cm CA34P34P88HF-2M5S | B553-B-34P34P88HF2M5S |  |  |  |  | 1 |  | 25 | [8 empty] | 轉桌內部
[6 empty] | 2.4mm (M)-2.4mm (M)-270cm with Core CA34P34P88HG-2M7S3 | B553-B-34P34P88HG2M7S3 |  |  |  |  | 1 |  | 20 | [8 empty] | 轉桌上 Theta +core
[6 empty] | 2.4mm (M)-2.4mm (M)-120cm with Core CA34P34P88HG-1M2S3 | B553-B-34P34P88HG1M2S3 |  |  |  |  | 1 |  | 13 | [8 empty] | 轉桌上 Phi +core
[6 empty] | Rotary Joint 2.4mm 50GHz 835077 | B123-S-050 |  |  |  |  | 2 |  | 144 | [8 empty] | 轉桌上,前面接90度接頭
[6 empty] | RF Adaptor R/A 2.4mm(M) to 2.4mm(F) 50GHz 3478NR500SMA01B | B123-B-21 |  |  |  |  | 2 |  | 14 | [8 empty] | 轉桌上,接在旋轉接頭後
[6 empty] | FL354HF 2.4mm (M)-2.4mm (M)-150cm CA34P34P88HF-1M5S | B553-B-34P34P88HF1M5S |  |  |  |  | 1 |  | 12 | [8 empty] | Panel to Switching Box
[6 empty] | FL354HF 2.4mm (M)-2.4mm (M)-150cm CA34P34P88HF-1M5S | B553-B-34P34P88HF1M5S |  |  |  |  | 1 |  | 12 | [8 empty] | Switching Box to LNA
[6 empty] | FL354HF 2.4mm (M)-2.4mm (F)-150cm CA34P34J88HF-1M5S | B553-B-34P34J88HF1M5S |  |  |  |  | 1 |  | 12 | [8 empty] | LNA to NA p2
[6 empty] | FL354HF 2.4mm (M)-2.4mm (F)-250cm CA34P34J88HF-2M5S | B553-B-34P34J88HF2M5S |  |  |  |  | 1 |  | 25 | [8 empty] | Panel to NA p1
[6 empty] | FL354HF 2.4mm (M)-2.4mm (F)-150cm CA34P34J88HF-1M5S | B553-B-34P34J88HF1M5S |  |  |  |  | 1 |  | 12 | [8 empty] | Switching Box to 8000A
[5 empty] | A212.X | GL200SC SMA(M)-SMA(M)-250cm CA78P78P00-2M5U3 | B553-B-78P78P002M5U3 |  |  |  |  | 1 |  | 4.8 | [8 empty] | Panel to LTE BS(Link) | [14 empty] | #DIVIDE BY ZERO | #DIVIDE BY ZERO
[5 empty] | A212.X | GL200SC SMA(M)-SMA(M)-650cm CA78P78P00-6M5U3 | B553-B-78P78P006M5U3 |  | 黃色線650cm |  |  | 1 |  | 8.5 | [8 empty] | Panel內部 to LTE (Link) | [14 empty] | #DIVIDE BY ZERO | #DIVIDE BY ZERO
[6 empty] | R2 Switching Box | B521-A-R2-50GHz |  |  |  |  | 1 |  | 120
[6 empty] | 低噪放大器 18 - 50GHz | B135-E-規格型號需詢問廠商 |  |  |  |  | 1 |  | 123
[6 empty] | 十大標配紙箱 | B251-F-Standard |  | 外箱 580*495*328 仿 AB 楞，內箱 570*482*70 B 楞 |  |  | 1 |  | 0.15 | [23 empty] | #DIVIDE BY ZERO | #DIVIDE BY ZERO
1-評估 |  |  |  |  | A212.X | FM-S12 Measurement System antenna path extend -Coaxial connector: 3.5mm -RF switching box for antenna path switch -Support 4 antenna paths under 26.5GHz -Path frequency: DC - 26.5GHz | A214.S12G |  | 硬體成本10% |  |  |  |  | 157.15 | [8 empty] | 2個SP4T + 1個SPDT 放Chamber內 | [14 empty] | #DIVIDE BY ZERO | #DIVIDE BY ZERO
[5 empty] | A212.X | GL200SC SMA(M)-SMA(M)-250cm CA78P78P00-2M5U3 | B553-B-78P78P002M5U3 |  |  |  |  | 8 |  | 38.4 | [8 empty] | 250cm (Panel to Feed H/V) | [14 empty] | #DIVIDE BY ZERO | #DIVIDE BY ZERO
[5 empty] | A212.X | GL200SC SMA(M)-SMA(M)-150cm CA78P78P00-1M5U3 | B553-B-78P78P001M5U3 |  | 黃色線150cm(CA78P78P00-1M5U3) |  |  | 8 |  | 27.2 | [8 empty] | Panel外到此Switching Box上(所有 H/V) | [14 empty] | #DIVIDE BY ZERO | #DIVIDE BY ZERO
[5 empty] | A212.X | GL200SC SMA(M)-SMA(M)-150cm CA78P78P00-1M5U3 | B553-B-78P78P001M5U3 |  | 黃色線150cm(CA78P78P00-1M5U3) |  |  | 1 |  | 3.4 | [8 empty] | 此Switching Box上到測試儀器 (H or V) | [14 empty] | #DIVIDE BY ZERO | #DIVIDE BY ZERO
[6 empty] | OTAPSW-6CH Switching Box | B521-A-OTAPSW-6CH | [6 empty] | 88
[6 empty] | 十大標配紙箱 | B251-F-Standard |  | 外箱 580*495*328 仿 AB 楞，內箱 570*482*70 B 楞 |  |  | 1 |  | 0.15 | [23 empty] | #DIVIDE BY ZERO | #DIVIDE BY ZERO
3-量產 |  |  |  |  | A212.X | FM-S18 OTA Measurement (Solution) | A214.S18 |  | 硬體成本10% | [28 empty] | #DIVIDE BY ZERO | #DIVIDE BY ZERO
1-評估 |  |  |  |  | A212.X | FM-S18-E Dynamic Range Extender for Passive (原本有Passive, 升級到7.125, 最多到18GHz) -FM-P22 Low Noise Amplifier -Frequency: 0.65 - 18GHz -Gain: 28dB typical (20dB @ 0.65GHz) -P1dB: 10dBm -Noise Figure: 2.8dB -Support passive for 2 port VNA -RF Cables: Connect from NA to switching box via LNA | A214.S182 | [6 empty] | 83.43 | [23 empty] | #DIVIDE BY ZERO | #DIVIDE BY ZERO
[5 empty] | A212.X | GL200SC SMA(M)-SMA(M)-150cm CA78P78P00-1M5U3 | B553-B-78P78P001M5U3 |  | 黃色線150cm(CA73P73P00-1M5U2) |  |  | 1 |  | 3.4 | [8 empty] | 放大器-NA Port2 | [14 empty] | #DIVIDE BY ZERO | #DIVIDE BY ZERO
[5 empty] | A212.X | GL200SC SMA(M)-SMA(M)-150cm CA78P78P00-1M5U3 | B553-B-78P78P001M5U3 |  | 黃色線150cm(CA78P78P00-1M5U3) |  |  | 1 |  | 3.4 | [8 empty] | Switch-放大器 | [14 empty] | #DIVIDE BY ZERO | #DIVIDE BY ZERO
[5 empty] | A212.X | 低噪放大器 1-18GHz | B135-R-500M18G |  | 頻率範圍器:500MHz~18GHz,噪聲係數:2.8dBmax（500MHz～1GHz 可能在10dB左右），增益：30dB |  |  | 1 |  | 76.08 | [23 empty] | #DIVIDE BY ZERO | #DIVIDE BY ZERO
[5 empty] | A212.X | RF Adaptor SMA(M) to N-type(F) 18GHz 73J78PNS5BF008B | B123-B-20 |  | Frequency：DC~12GHz (AD-N1A25A/133-93) |  |  | 1 |  | 0.4 | [8 empty] | 現場備用 | [14 empty] | #DIVIDE BY ZERO | #DIVIDE BY ZERO
[5 empty] | A212.X | 十大標配紙箱 | B251-F-Standard |  | 外箱 580*495*328 仿 AB 楞，內箱 570*482*70 B 楞 |  |  | 1 |  | 0.15 | [23 empty] | #DIVIDE BY ZERO | #DIVIDE BY ZERO
2-開發 |  |  |  |  | A212.X | FM-S18-E Measurement Switching (Passive 8 GHz) (本來沒有Passive,例如ETS系統) -Passive for 2 port VNA -Frequency: 0.5 - 18GHz -RF Cables: up to 18GHz -Rotary Joint included -DRE-Dynamic range extender for Passive -Passive golden sample: 0.65 - 8.5GHz | A214.S181 | [6 empty] | 229.22 | [23 empty] | #DIVIDE BY ZERO | #DIVIDE BY ZERO
[5 empty] | A212.X | FL-410S SMA(M)-SMA(M)-Core-70cm CA78P78P95-700S3 | B553-B-78P78P95700S3 |  |  |  |  | 2 |  | 6.4 | [8 empty] | DUT1 | [14 empty] | #DIVIDE BY ZERO | #DIVIDE BY ZERO
[5 empty] | A212.X | FL-410S SMA(M)-SMA(M)-Core-300cm CA78P78P95-3MS3 | B553-B-78P78P953MS3 |  | 藍色線，有磁環300cm(CA78P78P95-3MS3) |  |  | 1 |  | 8.2 | [8 empty] | TT上,長度可以視情況調整 | [14 empty] | #DIVIDE BY ZERO | #DIVIDE BY ZERO
[5 empty] | A212.X | GL200SC SMA(M)-SMA(M)-150cm CA78P78P00-1M5U3 | B553-B-78P78P001M5U3 |  | 黃色線150cm(CA73P73P00-1M5U2) |  |  | 1 |  | 3.4 | [8 empty] | 放大器-NA Port2 | [14 empty] | #DIVIDE BY ZERO | #DIVIDE BY ZERO
[5 empty] | A212.X | GL200SC SMA(M)-SMA(M)-250cm CA78P78P00-2M5U3 | B553-B-78P78P002M5U3 |  | 黃色線250cm(CA78P73P00-2M5U2) |  |  | 1 |  | 4.8 | [8 empty] | NA Port1-Panel | [14 empty] | #DIVIDE BY ZERO | #DIVIDE BY ZERO
[5 empty] | A212.X | GL200SC SMA(M)-SMA(M)-150cm CA78P78P00-1M5U3 | B553-B-78P78P001M5U3 |  | 黃色線150cm(CA78P78P00-1M5U3) |  |  | 2 |  | 6.8 | [8 empty] | 所有Panel到Switching Box上(H/V) | [14 empty] | #DIVIDE BY ZERO | #DIVIDE BY ZERO
[5 empty] | A212.X | GL200SC SMA(M)-SMA(M)-150cm CA78P78P00-1M5U3 | B553-B-78P78P001M5U3 |  | 黃色線150cm(CA78P78P00-1M5U3) |  |  | 1 |  | 3.4 | [8 empty] | Switch-放大器 | [14 empty] | #DIVIDE BY ZERO | #DIVIDE BY ZERO
[5 empty] | A212.X | GL200SC SMA(M)-SMA(M)-650cm CA78P78P00-6M5U3 | B553-B-78P78P006M5U3 |  | 黃色線650cm |  |  | 1 |  | 8.5 | [8 empty] | Panel-TT,長度可以視情況調整 | [14 empty] | #DIVIDE BY ZERO | #DIVIDE BY ZERO
[5 empty] | A212.X | GL200SC SMA(M)-SMA(M)-650cm CA78P78P00-6M5U3 | B553-B-78P78P006M5U3 |  | 黃色線650cm |  |  | 2 |  | 17 | [8 empty] | 牆上天線到Panel,長度可以視情況調整 | [14 empty] | #DIVIDE BY ZERO | #DIVIDE BY ZERO
[5 empty] | A212.X | GPIB Cable 1M | B211-E-GPIB-1M |  | 長度 1M |  |  | 1 |  | 0.47 | [8 empty] | 電腦到網儀 | [14 empty] | #DIVIDE BY ZERO | #DIVIDE BY ZERO
[5 empty] | A212.X | Rotary Joint SMA 18GHz 7878VS500BD001B | B556-B-01 |  | SMA Rotary Joint(DC~18G) SMA(F)-SMA(F) |  |  | 2 |  | 5 | [23 empty] | #DIVIDE BY ZERO | #DIVIDE BY ZERO
[5 empty] | A212.X | RF Adaptor R/A SMA(M) to SMA(F) 7858NR500BD002B | B123-B-19 |  |  |  |  | 2 |  | 0.22 | [8 empty] | 接在旋轉接頭上 | [14 empty] | #DIVIDE BY ZERO | #DIVIDE BY ZERO
[5 empty] | A212.X | 低噪放大器 1-18GHz | B135-R-500M18G |  | 頻率範圍器:500MHz~18GHz,噪聲係數:2.8dBmax（500MHz～1GHz 可能在10dB左右），增益：30dB |  |  | 1 |  | 76.08 | [8 empty] | 雙埠網儀 | [14 empty] | #DIVIDE BY ZERO | #DIVIDE BY ZERO
[5 empty] | A212.X | OTA Switching Box(Active&Passive) | B521-A-OTASW-AP |  | -Frequency: 400 ~ 6000 MHz -Path: TRP、TIS、Passive -Support up to 6 communication tester -Dynamic extender for link |  |  |  |  | 87 | [23 empty] | #DIVIDE BY ZERO | #DIVIDE BY ZERO
[5 empty] | A212.X | RS-232 Cable 1.8M | B211-K-W7271 |  | 9公-9公 長度 1.8M (一體成型) |  |  | 1 |  | 0.1 | [8 empty] | 路徑切換器接控制電腦 | [14 empty] | #DIVIDE BY ZERO | #DIVIDE BY ZERO
[5 empty] | A212.X | RS-232 Cable 1.8M | B211-K-W7271 |  | 9公-9公 長度 1.8M (一體成型) |  |  | 1 |  | 0.1 | [8 empty] | 路徑切換器接控制電腦 | [14 empty] | #DIVIDE BY ZERO | #DIVIDE BY ZERO
[5 empty] | A212.X | RF Adaptor SMA(M) to N-type(F) 18GHz 73J78PNS5BF008B | B123-B-20 |  | Frequency：DC~12GHz (AD-N1A25A/133-93) |  |  | 4 |  | 1.6 | [8 empty] | 現場備用 | [14 empty] | #DIVIDE BY ZERO | #DIVIDE BY ZERO
[5 empty] | A212.X | 十大標配紙箱 | B251-F-Standard |  | 外箱 580*495*328 仿 AB 楞，內箱 570*482*70 B 楞 |  |  | 1 |  | 0.15 | [23 empty] | #DIVIDE BY ZERO | #DIVIDE BY ZERO
2-開發 |  |  |  |  | A212.X | FM-S18-E Measurement Switching (4 port Passive 8 GHz) (本來沒有Passive,例如ETS系統) -Passive for 4 port VNA -Frequency: 0.5 - 18GHz -RF Cables: up to 18GHz -Rotary Joint included -DRE-Dynamic range extender for Passive -Passive golden sample: 0.65 - 8.5GHz | A214.S181 | [6 empty] | 0 | [23 empty] | #DIVIDE BY ZERO | #DIVIDE BY ZERO
1-評估 |  |  |  |  | A212.X | FM-S18-E Measurement Switching (upgrade to cellular)(單純只有升級主動Cellular, Passive不動維持沿用既有的硬體) -Active for Cellular TRP / TIS -Frequency: 0.5 - 18GHz -RF Cables: up to 18GHz | A214.S183 | [6 empty] | 158.61 | [23 empty] | #DIVIDE BY ZERO | #DIVIDE BY ZERO
[5 empty] | A212.X | GL200SC SMA(M)-SMA(M)-150cm CA78P78P00-1M5U3 | B553-B-78P78P001M5U3 |  | 黃色線150cm(CA78P78P00-1M5U3) |  |  | 3 |  | 10.2 | [8 empty] | 所有Panel到Switching Box上(4G Link)(H/V) | [14 empty] | #DIVIDE BY ZERO | #DIVIDE BY ZERO
[5 empty] | A212.X | GL200SC SMA(M)-SMA(M)-150cm CA78P78P00-1M5U3 | B553-B-78P78P001M5U3 |  | 黃色線150cm(CA73P73P00-1M5U2) |  |  | 5 |  | 17 | [8 empty] | 所有N頭儀器到Switching Box上, Box上(4G in/ 4G out/ 3G in/ 3G out/ SA) | [14 empty] | #DIVIDE BY ZERO | #DIVIDE BY ZERO
[5 empty] | A212.X | GL200SC SMA(M)-SMA(M)-650cm CA78P78P00-6M5U3 | B553-B-78P78P006M5U3 |  | 黃色線650cm |  |  | 1 |  | 8.5 | [8 empty] | Panel to 4G Link x1,長度可以視情況調整 | [14 empty] | #DIVIDE BY ZERO | #DIVIDE BY ZERO
[5 empty] | A212.X | GL200SC SMA(M)-SMA(M)-650cm CA78P78P00-6M5U3 | B553-B-78P78P006M5U3 |  | 黃色線650cm |  |  | 2 |  | 17 | [8 empty] | 牆上天線到Panel,長度可以視情況調整 | [14 empty] | #DIVIDE BY ZERO | #DIVIDE BY ZERO
[5 empty] | A212.X | GL200SC SMA(M)-SMA(M)-650cm CA78P78P00-6M5U3 | B553-B-78P78P006M5U3 |  | 黃色線650cm |  |  | 1 |  | 8.5 | [8 empty] | Panel to Link2 x1,需求及長度可以視情況調整. 如果有需求, Link天線也要增加 | [14 empty] | #DIVIDE BY ZERO | #DIVIDE BY ZERO
[5 empty] | A212.X | GL200SC SMA(M)-SMA(M)-250cm CA78P78P00-2M5U3 | B553-B-78P78P002M5U3 |  | 黃色線200cm |  |  | 1 |  | 4.8 | [8 empty] | 現場備用 | [14 empty] | #DIVIDE BY ZERO | #DIVIDE BY ZERO
[5 empty] | A212.X | GPIB Cable 1M | B211-E-GPIB-1M |  | 長度 1M |  |  | 2 |  | 0.96 | [8 empty] | 電腦到BS及SA及NA | [14 empty] | #DIVIDE BY ZERO | #DIVIDE BY ZERO
[5 empty] | A212.X | Link Antenna | B523-A-Link | 2 |  |  |  | 1 |  | 1.6 | [23 empty] | #DIVIDE BY ZERO | #DIVIDE BY ZERO
[5 empty] | A212.X | OTA Switching Box(Active&Passive) | B521-A-OTASW-AP |  | -Frequency: 400 ~ 6000 MHz -Path: TRP、TIS、Passive -Support up to 6 communication tester -Dynamic extender for link |  |  | 1 |  | 87 | [23 empty] | #DIVIDE BY ZERO | #DIVIDE BY ZERO
[5 empty] | A212.X | RS-232 Cable 1.8M | B211-K-W7271 |  | 9公-9公 長度 1.8M (一體成型) |  |  | 1 |  | 0.1 | [8 empty] | 路徑切換器接控制電腦 | [14 empty] | #DIVIDE BY ZERO | #DIVIDE BY ZERO
[5 empty] | A212.X | RF Adaptor SMA(M) to N-type(F) 18GHz 73J78PNS5BF008B | B123-B-20 |  | Frequency：DC~12GHz (AD-N1A25A/133-93) |  |  | 7 |  | 2.8 | [8 empty] | 現場備用 | [14 empty] | #DIVIDE BY ZERO | #DIVIDE BY ZERO
[5 empty] | A212.X | 十大標配紙箱 | B251-F-Standard |  | 外箱 580*495*328 仿 AB 楞，內箱 570*482*70 B 楞 |  |  | 1 |  | 0.15 | [23 empty] | #DIVIDE BY ZERO | #DIVIDE BY ZERO
1-評估 |  |  |  |  | A212.X | FM-S18-E Measurement Switching (upgrade to BT/Wi-Fi)(單純只有升級BT/Wi-Fi, Cellular和Passive不動維持沿用既有的硬體)(本身必須有OTA主動) -Active for Bluetooth / Wi-Fi -Frequency: 0.5 - 8GHz -RF Cables: up to 18GHz -DRE-Dynamic range extender for Bluetooth / Wi-Fi | A214.S185 | [6 empty] | 244.73 | [23 empty] | #DIVIDE BY ZERO | #DIVIDE BY ZERO
[5 empty] | A212.X | GL200SC SMA(M)-SMA(M)-150cm CA78P78P00-1M5U3 | B553-B-78P78P001M5U3 |  | 黃色線150cm(CA78P78P00-1M5U3) |  |  | 2 |  | 6.8 | [8 empty] | 所有Panel到Switching Box上(H/V) | [14 empty] | #DIVIDE BY ZERO | #DIVIDE BY ZERO
[5 empty] | A212.X | GL200SC SMA(M)-SMA(M)-150cm CA78P78P00-1M5U3 | B553-B-78P78P001M5U3 |  | 黃色線150cm(CA73P73P00-1M5U2) |  |  | 4 |  | 13.6 | [8 empty] | 所有N頭儀器到Wi-Fi Box上, (BT in/ BT out/ Wi-Fi in/ Wi-Fi out) | [14 empty] | #DIVIDE BY ZERO | #DIVIDE BY ZERO
[5 empty] | A212.X | GL200SC SMA(M)-SMA(M)-150cm CA78P78P00-1M5U3 | B553-B-78P78P001M5U3 |  | 黃色線150cm(CA73P73P00-1M5U2) |  |  | 1 |  | 3.4 | [8 empty] | Panel到Wi-Fi Box上(Link2) | [14 empty] | #DIVIDE BY ZERO | #DIVIDE BY ZERO
[5 empty] | A212.X | RG-402/U SMA(M)-SMA(M) 30cm | B122-B-78P78P24300V7 |  |  |  |  | 1 |  | 0.42 | [8 empty] | Wi-Fi Box到OTA Switching Box | [14 empty] | #DIVIDE BY ZERO | #DIVIDE BY ZERO
[5 empty] | A212.X | GL200SC SMA(M)-SMA(M)-650cm CA78P78P00-6M5U3 | B553-B-78P78P006M5U3 |  | 黃色線650cm |  |  | 2 |  | 17 | [8 empty] | 牆上天線到Panel,需求及長度可以視情況調整. | [14 empty] | #DIVIDE BY ZERO | #DIVIDE BY ZERO
[5 empty] | A212.X | GL200SC SMA(M)-SMA(M)-650cm CA78P78P00-6M5U3 | B553-B-78P78P006M5U3 |  | 黃色線650cm |  |  | 1 |  | 8.5 | [8 empty] | Panel to Link2 x1,長度可以視情況調整 | [14 empty] | #DIVIDE BY ZERO | #DIVIDE BY ZERO
[5 empty] | A212.X | GL200SC SMA(M)-SMA(M)-250cm CA78P78P00-2M5U3 | B553-B-78P78P002M5U3 |  | 黃色線200cm |  |  | 1 |  | 4.8 | [8 empty] | 現場備用 | [14 empty] | #DIVIDE BY ZERO | #DIVIDE BY ZERO
[5 empty] | A212.X | GPIB Cable 1M | B211-E-GPIB-1M |  | 長度 1M |  |  | 2 |  | 0.96 | [8 empty] | 電腦到BS x2 | [14 empty] | #DIVIDE BY ZERO | #DIVIDE BY ZERO
[5 empty] | A212.X | Link Antenna | B523-A-Link | 2 |  |  |  | 1 |  | 1.6 | [23 empty] | #DIVIDE BY ZERO | #DIVIDE BY ZERO
[5 empty] | A212.X | RS-232 Cable 1.8M | B211-K-W7271 |  | 9公-9公 長度 1.8M (一體成型) |  |  | 1 |  | 0.1 | [8 empty] | 路徑切換器接控制電腦 | [14 empty] | #DIVIDE BY ZERO | #DIVIDE BY ZERO
[5 empty] | A212.X | OTA Switching Box(Active&Passive&Extender) | B521-A-OTASW-APE |  |  |  |  | 1 |  | 185 | [23 empty] | #DIVIDE BY ZERO | #DIVIDE BY ZERO
[5 empty] | A212.X | RF Adaptor SMA(M) to N-type(F) 18GHz 73J78PNS5BF008B | B123-B-20 |  | Frequency：DC~12GHz (AD-N1A25A/133-93) |  |  | 6 |  | 2.4 | [8 empty] | 現場備用 | [14 empty] | #DIVIDE BY ZERO | #DIVIDE BY ZERO
[5 empty] | A212.X | 十大標配紙箱 | B251-F-Standard |  | 外箱 580*495*328 仿 AB 楞，內箱 570*482*70 B 楞 |  |  | 1 |  | 0.15 | [23 empty] | #DIVIDE BY ZERO | #DIVIDE BY ZERO
1-評估 |  |  |  |  | A212.X | FM-S18-E Measurement Switching (upgrade to FR1 OTA)(單純只有升級FR1 OTA,其餘都不動維持沿用既有的硬體)(本身必須有OTA主動) -Active for FR1 TRP / TIS -Frequency: 0.5 - 8GHz -RF Cables: up to 18GHz -DRE-Dynamic range extender for 5GNR FR1 | A214.S187 | [6 empty] | 252.33 | [23 empty] | #DIVIDE BY ZERO | #DIVIDE BY ZERO
[5 empty] | A212.X | GL200SC SMA(M)-SMA(M)-150cm CA78P78P00-1M5U3 | B553-B-78P78P001M5U3 |  | 黃色線150cm(CA78P78P00-1M5U3) |  |  | 2 |  | 6.8 | [8 empty] | 所有Panel到Switching Box上(H/V) | [14 empty] | #DIVIDE BY ZERO | #DIVIDE BY ZERO
[5 empty] | A212.X | GL200SC SMA(M)-SMA(M)-150cm CA78P78P00-1M5U3 | B553-B-78P78P001M5U3 |  | 黃色線150cm(CA73P73P00-1M5U2) |  |  | 6 |  | 20.4 | [8 empty] | 所有N頭儀器到Wi-Fi Box上, (BT in/ BT out/ Wi-Fi in/ Wi-Fi out/ FR1 in/ FR1 out) | [14 empty] | #DIVIDE BY ZERO | #DIVIDE BY ZERO
[5 empty] | A212.X | GL200SC SMA(M)-SMA(M)-150cm CA78P78P00-1M5U3 | B553-B-78P78P001M5U3 |  | 黃色線150cm(CA73P73P00-1M5U2) |  |  | 1 |  | 3.4 | [8 empty] | Panel到Wi-Fi Box上(Link2) | [14 empty] | #DIVIDE BY ZERO | #DIVIDE BY ZERO
[5 empty] | A212.X | RG-402/U SMA(M)-SMA(M) 30cm | B122-B-78P78P24300V7 |  |  |  |  | 1 |  | 0.42 | [8 empty] | Wi-Fi Box到OTA Switching Box | [14 empty] | #DIVIDE BY ZERO | #DIVIDE BY ZERO
[5 empty] | A212.X | GL200SC SMA(M)-SMA(M)-650cm CA78P78P00-6M5U3 | B553-B-78P78P006M5U3 |  | 黃色線650cm |  |  | 2 |  | 17 | [8 empty] | 牆上天線到Panel,需求及長度可以視情況調整. | [14 empty] | #DIVIDE BY ZERO | #DIVIDE BY ZERO
[5 empty] | A212.X | GL200SC SMA(M)-SMA(M)-650cm CA78P78P00-6M5U3 | B553-B-78P78P006M5U3 |  | 黃色線650cm |  |  | 1 |  | 8.5 | [8 empty] | Panel to Link2 x1,長度可以視情況調整. | [14 empty] | #DIVIDE BY ZERO | #DIVIDE BY ZERO
[5 empty] | A212.X | GL200SC SMA(M)-SMA(M)-250cm CA78P78P00-2M5U3 | B553-B-78P78P002M5U3 |  | 黃色線200cm |  |  | 1 |  | 4.8 | [8 empty] | 現場備用 | [14 empty] | #DIVIDE BY ZERO | #DIVIDE BY ZERO
[5 empty] | A212.X | GPIB Cable 1M | B211-E-GPIB-1M |  | 長度 1M |  |  | 2 |  | 0.96 | [8 empty] | 電腦到BS x2 | [14 empty] | #DIVIDE BY ZERO | #DIVIDE BY ZERO
[5 empty] | A212.X | Link Antenna | B523-A-Link | 2 |  |  |  | 1 |  | 1.6 | [23 empty] | #DIVIDE BY ZERO | #DIVIDE BY ZERO
[5 empty] | A212.X | RS-232 Cable 1.8M | B211-K-W7271 |  | 9公-9公 長度 1.8M (一體成型) |  |  | 1 |  | 0.1 | [8 empty] | 路徑切換器接控制電腦 | [14 empty] | #DIVIDE BY ZERO | #DIVIDE BY ZERO
[5 empty] | A212.X | OTA Switching Box(Active&Passive&Extender) | B521-A-OTASW-APE |  |  |  |  | 1 |  | 185 | [23 empty] | #DIVIDE BY ZERO | #DIVIDE BY ZERO
[5 empty] | A212.X | N Jack to SMA Plug Adaptor 18GHz 73J78PNS5BF008B | B123-B-20 |  | Frequency：DC~12GHz (AD-N1A25A/133-93) |  |  | 8 |  | 3.2 | [8 empty] | 現場備用 | [14 empty] | #DIVIDE BY ZERO | #DIVIDE BY ZERO
[5 empty] | A212.X | 十大標配紙箱 | B251-F-Standard |  | 外箱 580*495*328 仿 AB 楞，內箱 570*482*70 B 楞 |  |  | 1 |  | 0.15 | [23 empty] | #DIVIDE BY ZERO | #DIVIDE BY ZERO
2-開發 |  |  |  |  | A212.X | FM-S18-E Measurement Switching (upgrade to LTE CA OTA)(單純只有升級LTE CA OTA,其餘都不動維持沿用既有的硬體)(本身必須有LTE OTA主動) -Frequency: 0.5 - 6GHz -Support LTE up to 4 downlink carrier aggregation TRP (single uplink carrier) -Support LTE up to 4 downlink carrier aggregation TIS (single uplink carrier) | A214.S187 | [6 empty] | 0 | [23 empty] | #DIVIDE BY ZERO | #DIVIDE BY ZERO
3-量產 |  |  |  |  | A212.X | FM-S2 RSE Measurement System | A214.S2 |  | 硬體成本10% | [28 empty] | #DIVIDE BY ZERO | #DIVIDE BY ZERO
1-評估 |  |  |  |  | A212.X | FM-S2 RSE Measurement System -LNA: 0.5 - 18 GHz, Gain 30dB, NF 2.5 dB(Typical) -Filter drive: support up to 6 filter path -RF cables: up to 18 GHz | A214.S211 | [6 empty] | 294.4 | [23 empty] | #DIVIDE BY ZERO | #DIVIDE BY ZERO
[5 empty] | A212.X | GL200SC SMA(M)-SMA(M)-650cm CA78P78P00-6M5U3 | B553-B-78P78P006M5U3 |  | 黃色線650cm |  |  | 2 |  | 17 | [8 empty] | 天線到Panel H/V x2,長度視需求調整 | [14 empty] | #DIVIDE BY ZERO | #DIVIDE BY ZERO
[5 empty] | A212.X | GL200SC SMA(M)-SMA(M)-250cm CA78P78P00-2M5U3 | B553-B-78P78P002M5U3 |  | 黃色線250cm |  |  | 2 |  | 9.6 | [8 empty] | 外部Panel到Switch (H/V) x2 | [14 empty] | #DIVIDE BY ZERO | #DIVIDE BY ZERO
[5 empty] | A212.X | GL200SC SMA(M)-SMA(M)-150cm CA78P78P00-1M5U3 | B553-B-78P78P001M5U3 |  | 黃色線30cm |  |  | 1 |  | 3.4 | [8 empty] | 放大器到主被動 Switch 到放大器 x1的Cable掛在Switch上面 | [14 empty] | #DIVIDE BY ZERO | #DIVIDE BY ZERO
[5 empty] | A212.X | GL200SC SMA(M)-SMA(M)-150cm CA78P78P00-1M5U3 | B553-B-78P78P001M5U3 |  | 黃色線150cm |  |  | 1 |  | 3.4 | [8 empty] | 放大器到SA或是主被動到SA | [14 empty] | #DIVIDE BY ZERO | #DIVIDE BY ZERO
[5 empty] | A212.X | RSE switching Box | B521-A-RSESW-6CH |  |  |  |  | 1 |  | 138 | [8 empty] | 內含一對18GHz SP6T和一個SPDT, 可以承載最多6個濾波器(一般會接5個,第六各位passThrough) 裡面的濾波器另外安裝 | [14 empty] | #DIVIDE BY ZERO | #DIVIDE BY ZERO
[5 empty] | A212.X | 低噪放大器 0.5 - 18GHz LNA EMC051830SE | B135-E-EMC051830SE |  | 頻率範圍器:500MHz~18GHz,噪聲係數:2.8dBmax（500MHz～1GHz 可能在10dB左右），增益：30dB |  |  | 1 |  | 123 | [23 empty] | #DIVIDE BY ZERO | #DIVIDE BY ZERO
3-量產 |  |  |  |  | A212.X | FM-S3 Throughput Measurement System | A214.S3 |  | 硬體成本10% | [28 empty] | #DIVIDE BY ZERO | #DIVIDE BY ZERO
3-量產 |  |  |  |  | A212.X | FM-S31 Wi-Fi Throughput Measurement System | A214.S31 |  | 2 - 9cm | [28 empty] | #DIVIDE BY ZERO | #DIVIDE BY ZERO
1-評估 |  |  |  |  | A212.X | FM-S3 Wi-Fi Throughput Measurement System (for 4x4 AP) -4 channel RF path -RF Cables: up to 18 GHz | A214.S311 | [6 empty] | 131.35 | [8 empty] | 隔離箱內: RF Cable IPEX-SMA(F) 20cm x4, AP上(視需求修改數量及IPEX形式) RF Cable IPEX-SMA(F) 20cm x4, AP上(視需求修改數量及IPEX形式) RF Cable SMA(M)-SMA(M)-60cm x8, AP到切換器 RF Cable SMA(M)-SMA(M)-60cm x4, 切換器到隔離箱內層Panel RF Cable SMA(M)-SMA(M)-80cm x4, 隔離箱內層Panel到衰減器 RF Cable SMA(M)-SMA(M)-80cm x4, 衰減器到隔離箱上Panel 隔離箱外: RF Cable SMA(M)-SMA(M)-200cm x4, 隔離箱上Panel到暗室Panel RF Cable SMA(M)-SMA(M)-650cm x4, 暗室Panel到天線(仁寶長度) | [14 empty] | #DIVIDE BY ZERO | #DIVIDE BY ZERO
[5 empty] | A212.X | FL-410S SMA(M)-SMA(M)-80cm CA78P78P95-800S4 | B553-B-78P78P95800S4 |  |  |  |  | 4 |  | 12 | [8 empty] | RF Cable SMA(M)-SMA(M)-80cm x4, 切換器(或AP天線)到隔離箱內層Panel | [14 empty] | #DIVIDE BY ZERO | #DIVIDE BY ZERO
[5 empty] | A212.X | FL-410S SMA(M)-SMA(M)-80cm CA78P78P95-800S4 | B553-B-78P78P95800S4 |  |  |  |  | 4 |  | 12 | [8 empty] | RF Cable SMA(M)-SMA(M)-80cm x4, 隔離箱內層Panel到衰減器 | [14 empty] | #DIVIDE BY ZERO | #DIVIDE BY ZERO
[5 empty] | A212.X | FL-410S SMA(M)-SMA(M)-80cm CA78P78P95-800S4 | B553-B-78P78P95800S4 |  |  |  |  | 4 |  | 12 | [8 empty] | RF Cable SMA(M)-SMA(M)-80cm x4, 衰減器到隔離箱上Panel | [14 empty] | #DIVIDE BY ZERO | #DIVIDE BY ZERO
[5 empty] | A212.X | FL-410S SMA(M)-SMA(M)-80cm CA78P78P95-800S4 | B553-B-78P78P95800S4 |  | BOM掛在天線上了 |  |  | 8 |  | 24 | [8 empty] | RF Cable SMA(M)-SMA(M)-80cm x8, 雙極化天線接到Combiner | [14 empty] | #DIVIDE BY ZERO | #DIVIDE BY ZERO
[5 empty] | A212.X | Power Splitter ZN2PD-9G-S+ | B125-M-ZN2PD-9G-S+ |  | BOM掛在天線上了 |  |  | 4 |  | 10 | [8 empty] | 連接雙極化天線的兩個Port | [14 empty] | #DIVIDE BY ZERO | #DIVIDE BY ZERO
[5 empty] | A212.X | GL200SC SMA(M)-SMA(M)-250cm CA78P78P00-2M5U3 | B553-B-78P78P002M5U3 |  |  |  |  | 4 |  | 19.2 | [8 empty] | RF Cable SMA(M)-SMA(M)-200cm x4, 隔離箱上Panel到暗室Panel | [14 empty] | #DIVIDE BY ZERO | #DIVIDE BY ZERO
[5 empty] | A212.X | GL200SC SMA(M)-SMA(M)-650cm CA78P78P00-6M5U3 | B553-B-78P78P006M5U3 |  |  |  |  | 4 |  | 34 | [8 empty] | RF Cable SMA(M)-SMA(M)-650cm x4, 暗室Panel到天線(或Combiner)(仁寶長度) | [14 empty] | #DIVIDE BY ZERO | #DIVIDE BY ZERO
[5 empty] | A212.X | 網路線 3M-Cat.6A | B211-P-RJ45C6-3M |  |  |  |  | 3 |  | 2 | [8 empty] | 隔離箱外接到電腦 | [14 empty] | #DIVIDE BY ZERO | #DIVIDE BY ZERO
[5 empty] | A212.X | 網路線 1M-Cat.6A | B211-P-RJ45C6-1M |  |  |  |  | 3 |  | 2 | [8 empty] | 隔離箱內接到AP | [14 empty] | #DIVIDE BY ZERO | #DIVIDE BY ZERO
[5 empty] | A212.X | 網路線 3M-Cat.6A | B211-P-RJ45C6-3M |  |  |  |  | 3 |  | 2 | [8 empty] | 暗室內光電轉換器接AP類待測物 | [14 empty] | #DIVIDE BY ZERO | #DIVIDE BY ZERO
[5 empty] | A212.X | 網路線 3M-Cat.6A | B211-P-RJ45C6-3M |  |  |  |  | 3 |  | 2 | [8 empty] | 暗室外光電轉換器接陪測電腦 | [14 empty] | #DIVIDE BY ZERO | #DIVIDE BY ZERO
[5 empty] | A212.X | 十大標配紙箱 | B251-F-Standard |  | 外箱 580*495*328 仿 AB 楞，內箱 570*482*70 B 楞 |  |  | 1 |  | 0.15 | [23 empty] | #DIVIDE BY ZERO | #DIVIDE BY ZERO
1-評估 |  |  |  |  | A212.X | FM-S3 Wi-Fi Throughput Measurement System (for 8x8 AP) -8 channel RF path -RF Cables: up to 18 GHz | A214.S313 | [6 empty] | 254.55 | [23 empty] | #DIVIDE BY ZERO | #DIVIDE BY ZERO
[5 empty] | A212.X | FL-410S SMA(M)-SMA(M)-80cm CA78P78P95-800S4 | B553-B-78P78P95800S4 |  |  |  |  | 8 |  | 24 | [8 empty] | RF Cable SMA(M)-SMA(M)-80cm x8, 切換器(或AP天線)到隔離箱內層Panel | [14 empty] | #DIVIDE BY ZERO | #DIVIDE BY ZERO
[5 empty] | A212.X | FL-410S SMA(M)-SMA(M)-80cm CA78P78P95-800S4 | B553-B-78P78P95800S4 |  |  |  |  | 8 |  | 24 | [8 empty] | RF Cable SMA(M)-SMA(M)-80cm x8, 隔離箱內層Panel到衰減器 | [14 empty] | #DIVIDE BY ZERO | #DIVIDE BY ZERO
[5 empty] | A212.X | FL-410S SMA(M)-SMA(M)-80cm CA78P78P95-800S4 | B553-B-78P78P95800S4 |  |  |  |  | 8 |  | 24 | [8 empty] | RF Cable SMA(M)-SMA(M)-80cm x8, 衰減器到隔離箱上Panel | [14 empty] | #DIVIDE BY ZERO | #DIVIDE BY ZERO
[5 empty] | A212.X | FL-410S SMA(M)-SMA(M)-80cm CA78P78P95-800S4 | B553-B-78P78P95800S4 |  | BOM掛在天線上了 |  |  | 16 |  | 48 | [8 empty] | RF Cable SMA(M)-SMA(M)-80cm x16, 雙極化天線接到Combiner | [14 empty] | #DIVIDE BY ZERO | #DIVIDE BY ZERO
[5 empty] | A212.X | Power Splitter ZN2PD-9G-S+ | B125-M-ZN2PD-9G-S+ |  | BOM掛在天線上了 |  |  | 8 |  | 20 | [8 empty] | 連接雙極化天線的兩個Port | [14 empty] | #DIVIDE BY ZERO | #DIVIDE BY ZERO
[5 empty] | A212.X | GL200SC SMA(M)-SMA(M)-250cm CA78P78P00-2M5U3 | B553-B-78P78P002M5U3 |  |  |  |  | 8 |  | 38.4 | [8 empty] | RF Cable SMA(M)-SMA(M)-250cm x8, 隔離箱上Panel到暗室Panel | [14 empty] | #DIVIDE BY ZERO | #DIVIDE BY ZERO
[5 empty] | A212.X | GL200SC SMA(M)-SMA(M)-650cm CA78P78P00-6M5U3 | B553-B-78P78P006M5U3 |  |  |  |  | 8 |  | 68 | [8 empty] | RF Cable SMA(M)-SMA(M)-650cm x8, 暗室Panel到天線(或Combiner)(仁寶長度) | [14 empty] | #DIVIDE BY ZERO | #DIVIDE BY ZERO
[5 empty] | A212.X | 網路線 3M-Cat.6A | B211-P-RJ45C6-3M |  |  |  |  | 3 |  | 2 | [8 empty] | 隔離箱外接到電腦 | [14 empty] | #DIVIDE BY ZERO | #DIVIDE BY ZERO
[5 empty] | A212.X | 網路線 1M-Cat.6A | B211-P-RJ45C6-1M |  |  |  |  | 3 |  | 2 | [8 empty] | 隔離箱內接到AP | [14 empty] | #DIVIDE BY ZERO | #DIVIDE BY ZERO
[5 empty] | A212.X | 網路線 3M-Cat.6A | B211-P-RJ45C6-3M |  |  |  |  | 3 |  | 2 | [8 empty] | 暗室內光電轉換器接AP類待測物 | [14 empty] | #DIVIDE BY ZERO | #DIVIDE BY ZERO
[5 empty] | A212.X | 網路線 3M-Cat.6A | B211-P-RJ45C6-3M |  |  |  |  | 3 |  | 2 | [8 empty] | 暗室外光電轉換器接陪測電腦 | [14 empty] | #DIVIDE BY ZERO | #DIVIDE BY ZERO
[5 empty] | A212.X | 十大標配紙箱 | B251-F-Standard |  | 外箱 580*495*328 仿 AB 楞，內箱 570*482*70 B 楞 |  |  | 1 |  | 0.15 | [23 empty] | #DIVIDE BY ZERO | #DIVIDE BY ZERO
1-評估 |  |  |  |  | A212.X | FM-S3 Wi-Fi Throughput Measurement System (for 4x4 AP) -4 channel RF path with bulter matrix -RF Cables: up to 18 GHz -4X4 bulter matrix VSWR: 1.6 Insertion loss: 8 dB | A214.S314 | [6 empty] | 0 | [23 empty] | #DIVIDE BY ZERO | #DIVIDE BY ZERO
1-評估 |  |  |  |  | A212.X | FM-S3 Wi-Fi Throughput Measurement System (for 8x8 AP) -8 channel RF path with bulter matrix -RF Cables: up to 18 GHz -4X4 bulter matrix VSWR: 1.6 Insertion loss: 8 dB | A214.S315 | [6 empty] | 0 | [23 empty] | #DIVIDE BY ZERO | #DIVIDE BY ZERO
3-量產 |  |  |  |  | A212.X | FM-S32 FR1 Throughput Measurement System | A214.S32 |  | 2 - 9cm | [28 empty] | #DIVIDE BY ZERO | #DIVIDE BY ZERO
1-評估 |  |  |  |  | A212.X | 5G NR FR1 Throughput optional (M-Class 2.0/ 1.5) -Dummy base station antenna: 700M - 8GHz 4x4 MIMO -Butler Matrix switching system: 4x4 700M - 6GHz -RF Cables: up to 18GHz | A214.S321 | [6 empty] | 320.4 | [23 empty] | #DIVIDE BY ZERO | #DIVIDE BY ZERO
[5 empty] | A212.X | Vivaldi Antenna | B523-A-Vivaldi |  |  |  |  | 2 |  | 8 | [23 empty] | #DIVIDE BY ZERO | #DIVIDE BY ZERO
[5 empty] | A212.X | 手動天線架AM-2000-M | B117-E-AM2000M |  |  |  |  | 1 |  | 18 | [23 empty] | #DIVIDE BY ZERO | #DIVIDE BY ZERO
[5 empty] | A212.X | FR1 TP Conduction路徑切換器 | B521-A-FR1TPtoConduction |  |  |  |  | 1 |  | 100 | [23 empty] | #DIVIDE BY ZERO | #DIVIDE BY ZERO
[5 empty] | A212.X | GL200SC SMA(M)-SMA(M)-250cm CA78P78P00-2M5U3 | B553-B-78P78P002M5U3 |  | 黃色線250cm(CA78P73P00-2M5U2) |  |  | 4 |  | 19.2 | [8 empty] | Dummy Base station antenna to 巴特勒盒子 | [14 empty] | #DIVIDE BY ZERO | #DIVIDE BY ZERO
[5 empty] | A212.X | GL200SC SMA(M)-SMA(M)-650cm CA78P78P00-6M5U3 | B553-B-78P78P006M5U3 |  | 黃色線650cm |  |  | 2 |  | 17 | [8 empty] | 巴特勒盒子 to Panel | [14 empty] | #DIVIDE BY ZERO | #DIVIDE BY ZERO
[5 empty] | A212.X | GL200SC SMA(M)-SMA(M)-150cm CA78P78P00-1M5U3 | B553-B-78P78P001M5U3 |  | 黃色線150cm(CA73P73P00-1M5U2) |  |  | 8 |  | 27.2 | [8 empty] | Panel to 5G BS | [14 empty] | #DIVIDE BY ZERO | #DIVIDE BY ZERO
[5 empty] | A212.X | FM-C4 RF Switching Box -5GNR FR1 4x4 MIMO Throughput -Frequency: 0.7 - 6GHz | B521-A-Butler-4P6GHz |  |  |  |  | 1 |  | 131 | [23 empty] | #DIVIDE BY ZERO | #DIVIDE BY ZERO
3-量產 |  |  |  |  | A212.X | FM-S33 Cellular Throughput Measurement System | A214.S33 |  | 2 - 9cm | [28 empty] | #DIVIDE BY ZERO | #DIVIDE BY ZERO
1-評估 |  |  |  |  | A212.X | LTE MIMO Throughput optional -Support 4 Dual-polarized environment simulation antennas -Support single cluster -Power amplifier for dynamic range extend -RF Cables: up to 18GHz | A214.S331 | [6 empty] | 646.9 | [23 empty] | #DIVIDE BY ZERO | #DIVIDE BY ZERO
[5 empty] | A212.X | GL200SC SMA(M)-SMA(M)-650cm CA78P78P00-6M5U3 | B553-B-78P78P006M5U3 |  | 黃色線650cm |  |  | 9 |  | 76.5 | [8 empty] | Panel-Ant Panel to 4G Link x1 | [14 empty] | #DIVIDE BY ZERO | #DIVIDE BY ZERO
[5 empty] | A212.X | GL200SC SMA(M)-SMA(M)-250cm CA78P78P00-2M5U3 | B553-B-78P78P002M5U3 |  | 黃色線250cm(CA78P73P00-2M5U2) |  |  | 9 |  | 43.2 | [8 empty] | PA -Panel | [14 empty] | #DIVIDE BY ZERO | #DIVIDE BY ZERO
[5 empty] | A212.X | GL200SC SMA(M)-SMA(M)-150cm CA78P78P00-1M5U3 | B553-B-78P78P001M5U3 |  | 黃色線150cm(CA73P73P00-1M5U2) |  |  | 8 |  | 27.2 | [8 empty] | Channel 模擬器 - PA | [14 empty] | #DIVIDE BY ZERO | #DIVIDE BY ZERO
[6 empty] | 8路放大器估計成本 | [5 empty] | 1 |  | 500
1-評估 |  |  |  |  | A212.X | LTE MIMO Throughput optional -Support 8 Dual-polarized environment simulation antennas -Support single cluster and multiple cluster -Power amplifier for dynamic range extend -RF Cables: up to 18GHz | A214.S332 | [6 empty] | 1280.5 | [23 empty] | #DIVIDE BY ZERO | #DIVIDE BY ZERO
[5 empty] | A212.X | GL200SC SMA(M)-SMA(M)-650cm CA78P78P00-6M5U3 | B553-B-78P78P006M5U3 |  | 黃色線650cm |  |  | 17 |  | 144.5 | [8 empty] | Panel-Ant Panel to 4G Link x1 | [14 empty] | #DIVIDE BY ZERO | #DIVIDE BY ZERO
[5 empty] | A212.X | GL200SC SMA(M)-SMA(M)-250cm CA78P78P00-2M5U3 | B553-B-78P78P002M5U3 |  | 黃色線250cm(CA78P73P00-2M5U2) |  |  | 17 |  | 81.6 | [8 empty] | PA -Panel | [14 empty] | #DIVIDE BY ZERO | #DIVIDE BY ZERO
[5 empty] | A212.X | GL200SC SMA(M)-SMA(M)-150cm CA78P78P00-1M5U3 | B553-B-78P78P001M5U3 |  | 黃色線150cm(CA73P73P00-1M5U2) |  |  | 16 |  | 54.4 | [8 empty] | Channel 模擬器 - PA | [14 empty] | #DIVIDE BY ZERO | #DIVIDE BY ZERO
[6 empty] | 16路放大器估計成本 | [5 empty] | 1 |  | 1000
3-量產 |  |  |  |  | A212.X | FM-S7 Multi Probe Switching Box | A214.S7 |  | 硬體成本10% | [28 empty] | #DIVIDE BY ZERO | #DIVIDE BY ZERO
3-量產 |  |  |  |  | A212.X | FM-S8 Switching parts | A214.S8 |  | 硬體成本10% | [28 empty] | #DIVIDE BY ZERO | #DIVIDE BY ZERO
6 |  | Y |  |  | #UNPARSEABLE | FM-P Amplifier | A214P |  | 基本功能 |  |  | 1 | #UNPARSEABLE | #UNPARSEABLE | #BLOCKED |  |  |  | 0 | 式 |  |  |  | #BLOCKED | #BLOCKED | #BLOCKED | 1300000 | #BLOCKED | #BLOCKED | #UNPARSEABLE | #BLOCKED | 60000 | #BLOCKED | #BLOCKED
3-量產 |  |  |  |  | A212.X | FM-P1 Power Amplifier | A214.P1 |  | 硬體成本10% | [28 empty] | #DIVIDE BY ZERO | #DIVIDE BY ZERO
3-量產 |  |  |  |  | A212.X | FM-P2 Low noise Amplifier | A214.P2 |  | 硬體成本10% | [28 empty] | #DIVIDE BY ZERO | #DIVIDE BY ZERO
[5 empty] | A223,PON | FM-P22 Low Noise Amplifier | A214.P22 | [18 empty] | #DIVIDE BY ZERO |  | 0 | #DIVIDE BY ZERO | #UNPARSEABLE | #BLOCKED |  | 0 | #DIVIDE BY ZERO
1-評估 | [5 empty] | FM-P22 Low Noise Amplifier -Frequency: 0.65 - 18GHz -Gain: 28dB typical (20dB @ 0.65GHz) -P1dB: 10dBm -Noise Figure: 2.8dB -Connector: SMA Female | A214.P221 | [6 empty] | 76
[6 empty] | 低噪放大器 1-18GHz | B135-R-500M18G |  |  |  |  | 1 |  | 76
1-評估 | [5 empty] | FM-P22 Low Noise Amplifier -Frequency: 0.5 - 18GHz -Gain: 30dB typical -P1dB: 8dBm -Noise Figure: 2.5dB -Connector: SMA Female | A214.P222 | [6 empty] | 123
[5 empty] | A212.X | 低噪放大器 0.5 - 18GHz LNA EMC051830SE | B135-E-EMC051830SE |  | 頻率範圍器:500MHz~18GHz,噪聲係數:2.8dBmax（500MHz～1GHz 可能在10dB左右），增益：30dB |  |  | 1 |  | 123 | [23 empty] | #DIVIDE BY ZERO | #DIVIDE BY ZERO
2-開發 | [5 empty] | FM-P22 Low Noise Amplifier -Frequency: 18 - 40GHz -Gain: 45dB typical -P1dB: 8dBm -Noise Figure: 3dB -Connector: 2.92mm Female | A214.P223 | [6 empty] | 380
[5 empty] | A212.X | 低噪放大器 18 - 40GHz EMC051845SE | B135-R-LNA-40G |  | 頻率範圍器:500MHz~18GHz,噪聲係數:2.8dBmax（500MHz～1GHz 可能在10dB左右），增益：30dB |  |  | 1 |  | 100 | [23 empty] | #DIVIDE BY ZERO | #DIVIDE BY ZERO
1-評估 | [5 empty] | FM-P22 Low Noise Amplifier -Frequency: 18 - 40GHz -Gain: 45dB typical -P1dB: 8dBm -Noise Figure: 3dB -Connector: 2.92mm Female | A214.P225 | [6 empty] | 280
[5 empty] | A212.X | 低噪放大器 18 - 40GHz EMC051845SE | B135-E-EMC051845SE |  | 頻率範圍器:500MHz~18GHz,噪聲係數:2.8dBmax（500MHz～1GHz 可能在10dB左右），增益：30dB |  |  | 1 |  | 280 | [23 empty] | #DIVIDE BY ZERO | #DIVIDE BY ZERO
2-開發 | [5 empty] | FM-P22 Low Noise Amplifier -Frequency: 18 - 50GHz -Gain: 40dB typical -P1dB: 8dBm -Noise Figure: 6dB -Connector: 2.4mm Female | A214.P224 | [6 empty] | 123
[5 empty] | A212.X | 低噪放大器 18 - 50GHz | B135-E-規格型號需詢問廠商 |  | 頻率範圍器:500MHz~18GHz,噪聲係數:2.8dBmax（500MHz～1GHz 可能在10dB左右），增益：30dB |  |  | 1 |  | 123 | [23 empty] | #DIVIDE BY ZERO | #DIVIDE BY ZERO
2-開發 | [5 empty] | FM-P22 Low Noise Amplifier -Frequency: 60 - 90GHz -Gain: 40dB typical -P1dB: 10dBm -Noise Figure: 5dB -Connector: WR-12 | [7 empty] | 0
[5 empty] | A223,PON | FM-P2 Low Noise Amplifier (SMT) | A214.P23 | [18 empty] | #DIVIDE BY ZERO |  | 0 | #DIVIDE BY ZERO | #UNPARSEABLE | #BLOCKED |  | 0 | #DIVIDE BY ZERO
6 |  | Y |  |  | #UNPARSEABLE | FM-C RF Component | A214P |  | 基本功能 |  |  | 1 | #UNPARSEABLE | #UNPARSEABLE | #BLOCKED |  |  |  | 0 | 式 |  |  |  | #BLOCKED | #BLOCKED | #BLOCKED | 1300000 | #BLOCKED | #BLOCKED | #UNPARSEABLE | #BLOCKED | 60000 | #BLOCKED | #BLOCKED
3-量產 |  |  |  |  | A212.X | FM-C1 RF Coaxial Cable | A214.P1 |  | 硬體成本10% | [28 empty] | #DIVIDE BY ZERO | #DIVIDE BY ZERO
[5 empty] | A223,PON | 18GHz SMA | A214.P11 | [18 empty] | #DIVIDE BY ZERO |  | 0 | #DIVIDE BY ZERO | #UNPARSEABLE | #BLOCKED |  | 0 | #DIVIDE BY ZERO
1-評估 |  |  |  |  | A212.X | FM-C11 RF Coaxial Cable -Frequency: DC - 18GHz -Features: Ultra flexure -Length: 150cm -Connector: SMA (M) - SMA (F) | [31 empty] | #DIVIDE BY ZERO | #DIVIDE BY ZERO
[5 empty] | A212.X | FL-410S SMA(M)-SMA(F)-150cm CA78P78J95-1M5S4 | B553-B-78P78J951M5S4 |  | 高頻電纜 UltraFlex 0307 SMA(M)-SMA(F))-150cm |  |  | 1 |  | 4 | [8 empty] | Panel-TT | [14 empty] | #DIVIDE BY ZERO | #DIVIDE BY ZERO
1-評估 |  |  |  |  | A212.X | FM-C11 RF Coaxial Cable -Frequency: DC - 18GHz -Features: Ultra flexure -Length: 80cm -Connector: SMA (M) - SMA (F) | [31 empty] | #DIVIDE BY ZERO | #DIVIDE BY ZERO
[5 empty] | A212.X | FL-410S SMA(M)-SMA(M)-80cm CA78P78P95-800S4 | B553-B-78P78P95800S4 |  | 高頻電纜 UltraFlex 0307 SMA(M)-SMA(F))-150cm |  |  | 1 |  | 3 | [8 empty] | Panel-TT | [14 empty] | #DIVIDE BY ZERO | #DIVIDE BY ZERO
1-評估 |  |  |  |  | A212.X | FM-C11 RF Coaxial Cable -Frequency: DC - 18GHz -Features: Phase stable and flexure -Length: 150cm -Connector: SMA (M) - SMA (M) | [31 empty] | #DIVIDE BY ZERO | #DIVIDE BY ZERO
[5 empty] | A212.X | GL200SC SMA(M)-SMA(M)-150cm CA78P78P00-1M5U3 | B553-B-78P78P001M5U3 |  | 黃色線150cm(CA73P73P00-1M5U2) |  |  | 1 |  | 3.4 | [8 empty] | 放大器-NA Port2 | [14 empty] | #DIVIDE BY ZERO | #DIVIDE BY ZERO
1-評估 |  |  |  |  | A212.X | FM-C11 RF Coaxial Cable -Frequency: DC - 18GHz -Features: Phase stable and flexure -Length: 250cm -Connector: SMA (M) - SMA (M) | [31 empty] | #DIVIDE BY ZERO | #DIVIDE BY ZERO
[5 empty] | A212.X | GL200SC SMA(M)-SMA(M)-250cm CA78P78P00-2M5U3 | B553-B-78P78P002M5U3 |  | 黃色線250cm(CA78P73P00-2M5U2) |  |  | 1 |  | 4.8 | [23 empty] | #DIVIDE BY ZERO | #DIVIDE BY ZERO
1-評估 |  |  |  |  | A212.X | FM-C11 RF Coaxial Cable -Frequency: DC - 18GHz -Features: Phase stable and flexure -Length: 420cm -Connector: SMA (M) - SMA (M) | [31 empty] | #DIVIDE BY ZERO | #DIVIDE BY ZERO
[5 empty] | A212.X | GL200SC SMA(M)-SMA(M)-420cm CA78P78P00-4M2U3 | B553-B-CA78P78P004M2U3 |  | 黃色線650cm |  |  | 1 |  | 5.5 | [23 empty] | #DIVIDE BY ZERO | #DIVIDE BY ZERO
1-評估 |  |  |  |  | A212.X | FM-C11 RF Coaxial Cable -Frequency: DC - 18GHz -Features: Phase stable and flexure -Length: 650cm -Connector: SMA (M) - SMA (M) | [31 empty] | #DIVIDE BY ZERO | #DIVIDE BY ZERO
[5 empty] | A212.X | GL200SC SMA(M)-SMA(M)-650cm CA78P78P00-6M5U3 | B553-B-78P78P006M5U3 |  | 黃色線650cm |  |  | 1 |  | 8.5 | [23 empty] | #DIVIDE BY ZERO | #DIVIDE BY ZERO
1-評估 |  |  |  |  | A212.X | FM-C11 RF Coaxial Cable -Frequency: DC - 18GHz -Features: Ultra flexure with core -Length: 80cm -Connector: SMA (M) - SMA (M) | [31 empty] | #DIVIDE BY ZERO | #DIVIDE BY ZERO
[5 empty] | A212.X | FL-410S SMA(M)-SMA(M)-Core-80cm CA78P78P95-800S3 | B553-B-78P78P95800S3 |  |  |  |  | 2 |  | 6.4 | [8 empty] | DUT1 | [14 empty] | #DIVIDE BY ZERO | #DIVIDE BY ZERO
1-評估 |  |  |  |  | A212.X | FM-C11 RF Coaxial Cable -Frequency: DC - 18GHz -Features: Ultra flexure with core -Length: 80cm -Connector: SMA (M) - SMA (F) | [31 empty] | #DIVIDE BY ZERO | #DIVIDE BY ZERO
[5 empty] | A212.X | FL-410S SMA(M)-SMA(F)-Core-80cm CA78P78J95-800S3 | B553-B-78P78J95800S3 |  |  |  |  | 2 |  | 6.4 | [8 empty] | DUT1 | [14 empty] | #DIVIDE BY ZERO | #DIVIDE BY ZERO
1-評估 |  |  |  |  | A212.X | FM-C11 RF Coaxial Cable -Frequency: DC - 18GHz -Features: Ultra flexure with core -Length: 150cm -Connector: SMA (M) - SMA (M) | [31 empty] | #DIVIDE BY ZERO | #DIVIDE BY ZERO
[5 empty] | A212.X | FL-410S SMA(M)-SMA(M)-Core-150cm CA78P78P95-1M5S3 | B553-B-78P78P951M5S3 |  | 藍色線，有磁環150cm |  |  | 1 |  | 4 | [8 empty] | TT上 | [14 empty] | #DIVIDE BY ZERO | #DIVIDE BY ZERO
1-評估 |  |  |  |  | A212.X | FM-C11 RF Coaxial Cable -Frequency: DC - 18GHz -Features: Ultra flexure with core -Length: 300cm -Connector: SMA (M) - SMA (M) | [31 empty] | #DIVIDE BY ZERO | #DIVIDE BY ZERO
[5 empty] | A212.X | FL-410S SMA(M)-SMA(M)-Core-300cm CA78P78P95-3MS3 | B553-B-78P78P953MS3 |  | 藍色線，有磁環300cm(CA78P78P95-3MS3) |  |  | 1 |  | 8.2 | [8 empty] | TT上 | [14 empty] | #DIVIDE BY ZERO | #DIVIDE BY ZERO
[5 empty] | A223,PON | 40GHz 2.92mm | A214.P13 | [18 empty] | #DIVIDE BY ZERO |  | 0 | #DIVIDE BY ZERO | #UNPARSEABLE | #BLOCKED |  | 0 | #DIVIDE BY ZERO
1-評估 |  |  |  |  | A212.X | FM-C11 RF Coaxial Cable -Frequency: DC - 40GHz -Features: Flexure -Length: 80cm -Connector: 2.92mm (M) - 2.92mm (M) | [7 empty] | 5 | [23 empty] | #DIVIDE BY ZERO | #DIVIDE BY ZERO
|  | 0 |  |  |  | FL354HF 2.92mm (M)-2.92mm (M)-80cm CA38P38P98HF-800S | B553-B-38P38P98HF800S |  |  |  |  | 1 |  | 5 | [8 empty] | Panel to Switching Box | 5 |  | #DIVIDE BY ZERO |  | -5 | #DIVIDE BY ZERO | #UNPARSEABLE | #BLOCKED |  | -0.16667 | #DIVIDE BY ZERO | 0 | 0 | 0 | #DIVIDE BY ZERO | #DIVIDE BY ZERO
1-評估 |  |  |  |  | A212.X | FM-C11 RF Coaxial Cable -Frequency: DC - 40GHz -Features: Flexure -Length: 150cm -Connector: 2.92mm (M) - 2.92mm (M) | [7 empty] | 8 | [23 empty] | #DIVIDE BY ZERO | #DIVIDE BY ZERO
|  | 0 |  |  |  | FL354HF 2.92mm (M)-2.92mm (M)-150cm CA38P38P98HF-1M5S | B553-B-38P38P98HF1M5S |  |  |  |  | 1 |  | 8 | [8 empty] | Panel to Switching Box | 8 |  | #DIVIDE BY ZERO |  | -8 | #DIVIDE BY ZERO | #UNPARSEABLE | #BLOCKED |  | -0.26667 | #DIVIDE BY ZERO | 0 | 0 | 0 | #DIVIDE BY ZERO | #DIVIDE BY ZERO
1-評估 |  |  |  |  | A212.X | FM-C11 RF Coaxial Cable -Frequency: DC - 40GHz -Features: Flexure -Length: 150cm -Connector: 2.92mm (M) - 2.92mm (F) | [7 empty] | 8 | [23 empty] | #DIVIDE BY ZERO | #DIVIDE BY ZERO
|  | 0 |  |  |  | FL354HF 2.92mm (M)-2.92mm (F)-150cm CA38P38J98HF-1M5S | B553-B-38P38J98HF1M5S |  |  |  |  | 1 |  | 8 | [8 empty] | LNA to NA p2 | 8 |  | #DIVIDE BY ZERO |  | -8 | #DIVIDE BY ZERO | #UNPARSEABLE | #BLOCKED |  | -0.26667 | #DIVIDE BY ZERO | 0 | 0 | 0 | #DIVIDE BY ZERO | #DIVIDE BY ZERO
1-評估 |  |  |  |  | A212.X | FM-C11 RF Coaxial Cable -Frequency: DC - 40GHz -Features: Flexure -Length: 250cm -Connector: 2.92mm (M) - 2.92mm (M) | [7 empty] | 9 | [23 empty] | #DIVIDE BY ZERO | #DIVIDE BY ZERO
|  | 0 |  |  |  | FL354HF 2.92mm (M)-2.92mm (M)-250cm CA38P38P98HF-2M5S | B553-B-38P38P98HF2M5S |  |  |  |  | 1 |  | 9 | [8 empty] | 轉桌內部 | 9 |  | #DIVIDE BY ZERO |  | -9 | #DIVIDE BY ZERO | #UNPARSEABLE | #BLOCKED |  | -0.3 | #DIVIDE BY ZERO | 0 | 0 | 0 | #DIVIDE BY ZERO | #DIVIDE BY ZERO
1-評估 |  |  |  |  | A212.X | FM-C11 RF Coaxial Cable -Frequency: DC - 40GHz -Features: Flexure -Length: 250cm -Connector: 2.92mm (M) - 2.92mm (F) | [7 empty] | 15 | [23 empty] | #DIVIDE BY ZERO | #DIVIDE BY ZERO
|  | 0 |  |  |  | FL354HF 2.92mm (M)-2.92mm (F)-250cm CA38P38J98HF-2M5S | B553-B-38P38J98HF2M5S |  |  |  |  | 1 |  | 15 | [8 empty] | Panel to NA p1 | 15 |  | #DIVIDE BY ZERO |  | -15 | #DIVIDE BY ZERO | #UNPARSEABLE | #BLOCKED |  | -0.5 | #DIVIDE BY ZERO | 0 | 0 | 0 | #DIVIDE BY ZERO | #DIVIDE BY ZERO
1-評估 |  |  |  |  | A212.X | FM-C11 RF Coaxial Cable -Frequency: DC - 40GHz -Features: Flexure with core -Length: 80cm -Connector: 2.92mm (M) - 2.92mm (M) | [7 empty] | 9 | [23 empty] | #DIVIDE BY ZERO | #DIVIDE BY ZERO
|  | 0 |  |  |  | 2.92mm (M)-2.92mm (M)-80cm with Core CA38P38P98HG-800S3 | B553-B-38P38P98HG800S3 |  |  |  |  | 1 |  | 9 | [8 empty] | 轉桌上 Phi +core | 9 |  | #DIVIDE BY ZERO |  | -9 | #DIVIDE BY ZERO | #UNPARSEABLE | #BLOCKED |  | -0.3 | #DIVIDE BY ZERO | 0 | 0 | 0 | #DIVIDE BY ZERO | #DIVIDE BY ZERO
1-評估 |  |  |  |  | A212.X | FM-C11 RF Coaxial Cable -Frequency: DC - 40GHz -Features: Flexure with core -Length: 120cm -Connector: 2.92mm (M) - 2.92mm (M) | [7 empty] | 9 | [23 empty] | #DIVIDE BY ZERO | #DIVIDE BY ZERO
|  | 0 |  |  |  | 2.92mm (M)-2.92mm (M)-120cm with Core CA38P38P98HG-1M2S3 | B553-B-38P38P98HG1M2S3 |  |  |  |  | 1 |  | 9 | [8 empty] | 轉桌上 Phi +core | 9 |  | #DIVIDE BY ZERO |  | -9 | #DIVIDE BY ZERO | #UNPARSEABLE | #BLOCKED |  | -0.3 | #DIVIDE BY ZERO | 0 | 0 | 0 | #DIVIDE BY ZERO | #DIVIDE BY ZERO
1-評估 |  |  |  |  | A212.X | FM-C11 RF Coaxial Cable -Frequency: DC - 40GHz -Features: Flexure with core -Length: 180cm -Connector: 2.92mm (M) - 2.92mm (M) | [7 empty] | 9 | [23 empty] | #DIVIDE BY ZERO | #DIVIDE BY ZERO
|  | 0 |  |  |  | 2.92mm (M)-2.92mm (M)-180cm with Core CA38P38P98HG-1M8S3 | B553-B-38P38P98HG1M8S3 |  |  |  |  | 1 |  | 9 | [8 empty] | 轉桌上 Phi +core | 9 |  | #DIVIDE BY ZERO |  | -9 | #DIVIDE BY ZERO | #UNPARSEABLE | #BLOCKED |  | -0.3 | #DIVIDE BY ZERO | 0 | 0 | 0 | #DIVIDE BY ZERO | #DIVIDE BY ZERO
1-評估 |  |  |  |  | A212.X | FM-C11 RF Coaxial Cable -Frequency: DC - 40GHz -Features: Flexure with core -Length: 270cm -Connector: 2.92mm (M) - 2.92mm (M) | [7 empty] | 18 | [23 empty] | #DIVIDE BY ZERO | #DIVIDE BY ZERO
|  | 0 |  |  |  | 2.92mm (M)-2.92mm (M)-270cm with Core CA38P38P98HG-2M7S3 | B553-B-38P38P98HG2M7S3 |  |  |  |  | 1 |  | 18 | [8 empty] | 轉桌上 Phi +core | 18 |  | #DIVIDE BY ZERO |  | -18 | #DIVIDE BY ZERO | #UNPARSEABLE | #BLOCKED |  | -0.6 | #DIVIDE BY ZERO | 0 | 0 | 0 | #DIVIDE BY ZERO | #DIVIDE BY ZERO
[5 empty] | A223,PON | 50GHz 2.4mm | A214.P14 | [18 empty] | #DIVIDE BY ZERO |  | 0 | #DIVIDE BY ZERO | #UNPARSEABLE | #BLOCKED |  | 0 | #DIVIDE BY ZERO
1-評估 |  |  |  |  | A212.X | FM-C11 RF Coaxial Cable -Frequency: DC - 50GHz -Features: Flexure -Length: 450cm -Connector: 2.4mm (M) - 2.4mm (F) | [7 empty] | 30 | [23 empty] | #DIVIDE BY ZERO | #DIVIDE BY ZERO
|  | 0 |  |  | A223,PON | FL354HF 2.4mm (M)-2.4mm (F)-450cm CA34P34J88HF-4M5S | B553-B-34P34J88HF4M5S |  |  |  |  | 1 |  | 30 | [8 empty] | 從Panel到轉桌前 (留母頭) ,單 Channel | 30 |  | #DIVIDE BY ZERO |  | -30 | #DIVIDE BY ZERO | #UNPARSEABLE | #BLOCKED |  | -1 | #DIVIDE BY ZERO | 0 | 0 | 0 | #DIVIDE BY ZERO | #DIVIDE BY ZERO
1-評估 |  |  |  |  | A212.X | FM-C11 RF Coaxial Cable -Frequency: DC - 50GHz -Features: Flexure -Length: 250cm -Connector: 2.4mm (M) - 2.4mm (M) | [7 empty] | 25 | [23 empty] | #DIVIDE BY ZERO | #DIVIDE BY ZERO
|  | 0 |  |  |  | FL354HF 2.4mm (M)-2.4mm (M)-250cm CA34P34P88HF-2M5S | B553-B-34P34P88HF2M5S |  |  |  |  | 1 |  | 25 | [8 empty] | Panel to Switching Box | 25 |  | #DIVIDE BY ZERO |  | -25 | #DIVIDE BY ZERO | #UNPARSEABLE | #BLOCKED |  | -0.83333 | #DIVIDE BY ZERO | 0 | 0 | 0 | #DIVIDE BY ZERO | #DIVIDE BY ZERO
1-評估 |  |  |  |  | A212.X | FM-C11 RF Coaxial Cable -Frequency: DC - 50GHz -Features: Flexure -Length: 250cm -Connector: 2.4mm (M) - 2.4mm (F) | [7 empty] | 25 | [23 empty] | #DIVIDE BY ZERO | #DIVIDE BY ZERO
|  | 0 |  |  |  | FL354HF 2.4mm (M)-2.4mm (F)-250cm CA34P34J88HF-2M5S | B553-B-34P34J88HF2M5S |  |  |  |  | 1 |  | 25 | [8 empty] | Panel to NA p1 | 25 |  | #DIVIDE BY ZERO |  | -25 | #DIVIDE BY ZERO | #UNPARSEABLE | #BLOCKED |  | -0.83333 | #DIVIDE BY ZERO | 0 | 0 | 0 | #DIVIDE BY ZERO | #DIVIDE BY ZERO
1-評估 |  |  |  |  | A212.X | FM-C11 RF Coaxial Cable -Frequency: DC - 50GHz -Features: Flexure -Length: 150cm -Connector: 2.4mm (M) - 2.4mm (M) | [7 empty] | 12 | [23 empty] | #DIVIDE BY ZERO | #DIVIDE BY ZERO
|  | 0 |  |  |  | FL354HF 2.4mm (M)-2.4mm (M)-150cm CA34P34P88HF-1M5S | B553-B-34P34P88HF1M5S |  |  |  |  | 1 |  | 12 | [8 empty] | Panel to Switching Box | 12 |  | #DIVIDE BY ZERO |  | -12 | #DIVIDE BY ZERO | #UNPARSEABLE | #BLOCKED |  | -0.4 | #DIVIDE BY ZERO | 0 | 0 | 0 | #DIVIDE BY ZERO | #DIVIDE BY ZERO
1-評估 |  |  |  |  | A212.X | FM-C11 RF Coaxial Cable -Frequency: DC - 50GHz -Features: Flexure -Length: 150cm -Connector: 2.4mm (M) - 2.4mm (F) | [7 empty] | 12 | [23 empty] | #DIVIDE BY ZERO | #DIVIDE BY ZERO
|  | 0 |  |  |  | FL354HF 2.4mm (M)-2.4mm (F)-150cm CA34P34J88HF-1M5S | B553-B-34P34J88HF1M5S |  |  |  |  | 1 |  | 12 | [8 empty] | LNA to NA p2 | 12 |  | #DIVIDE BY ZERO |  | -12 | #DIVIDE BY ZERO | #UNPARSEABLE | #BLOCKED |  | -0.4 | #DIVIDE BY ZERO | 0 | 0 | 0 | #DIVIDE BY ZERO | #DIVIDE BY ZERO
1-評估 |  |  |  |  | A212.X | FM-C11 RF Coaxial Cable -Frequency: DC - 50GHz -Features: Flexure with core -Length: 80cm -Connector: 2.4mm (M) - 2.4mm (M) | [7 empty] | 9 | [23 empty] | #DIVIDE BY ZERO | #DIVIDE BY ZERO
|  | 0 |  |  |  | 2.4mm (M)-2.4mm (M)-80cm with Core CA34P34P88HG-800S3 | B553-B-34P34P88HG800S3 |  |  |  |  | 1 |  | 9 | [8 empty] | 轉桌上 Phi +core | 9 |  | #DIVIDE BY ZERO |  | -9 | #DIVIDE BY ZERO | #UNPARSEABLE | #BLOCKED |  | -0.3 | #DIVIDE BY ZERO | 0 | 0 | 0 | #DIVIDE BY ZERO | #DIVIDE BY ZERO
1-評估 |  |  |  |  | A212.X | FM-C11 RF Coaxial Cable -Frequency: DC - 50GHz -Features: Flexure with core -Length: 120cm -Connector: 2.4mm (M) - 2.4mm (M) | [7 empty] | 13 | [23 empty] | #DIVIDE BY ZERO | #DIVIDE BY ZERO
|  | 0 |  |  |  | 2.4mm (M)-2.4mm (M)-120cm with Core CA34P34P88HG-1M2S3 | B553-B-34P34P88HG1M2S3 |  |  |  |  | 1 |  | 13 | [8 empty] | 轉桌上 Phi +core | 13 |  | #DIVIDE BY ZERO |  | -13 | #DIVIDE BY ZERO | #UNPARSEABLE | #BLOCKED |  | -0.43333 | #DIVIDE BY ZERO | 0 | 0 | 0 | #DIVIDE BY ZERO | #DIVIDE BY ZERO
1-評估 |  |  |  |  | A212.X | FM-C11 RF Coaxial Cable -Frequency: DC - 50GHz -Features: Flexure with core -Length: 180cm -Connector: 2.4mm (M) - 2.4mm (M) | [7 empty] | 12.5 | [23 empty] | #DIVIDE BY ZERO | #DIVIDE BY ZERO
|  | 0 |  |  |  | 2.4mm (M)-2.4mm (M)-180cm with Core CA34P34P88HG-1M8S3 | B553-B-34P34P88HG1M8S3 |  |  |  |  | 1 |  | 12.5 | [8 empty] | 轉桌上 Theta +core | 12.5 |  | #DIVIDE BY ZERO |  | -12.5 | #DIVIDE BY ZERO | #UNPARSEABLE | #BLOCKED |  | -0.41667 | #DIVIDE BY ZERO | 0 | 0 | 0 | #DIVIDE BY ZERO | #DIVIDE BY ZERO
1-評估 |  |  |  |  | A212.X | FM-C11 RF Coaxial Cable -Frequency: DC - 50GHz -Features: Flexure with core -Length: 270cm -Connector: 2.4mm (M) - 2.4mm (M) | [7 empty] | 20 | [23 empty] | #DIVIDE BY ZERO | #DIVIDE BY ZERO
|  | 0 |  |  |  | 2.4mm (M)-2.4mm (M)-270cm with Core CA34P34P88HG-2M7S3 | B553-B-34P34P88HG2M7S3 |  |  |  |  | 1 |  | 20 | [8 empty] | 轉桌上 Theta +core | 20 |  | #DIVIDE BY ZERO |  | -20 | #DIVIDE BY ZERO | #UNPARSEABLE | #BLOCKED |  | -0.66667 | #DIVIDE BY ZERO | 0 | 0 | 0 | #DIVIDE BY ZERO | #DIVIDE BY ZERO
3-量產 |  |  |  |  | A212.X | FM-C2 RF Adaptor | A214.P2 |  | 硬體成本10% | [28 empty] | #DIVIDE BY ZERO | #DIVIDE BY ZERO
1-評估 |  |  |  |  | A212.X | FM-C21 RF In Series Adaptor -Frequency: DC - 18GHz -Features: Right angle -Connector: SMA (M) - SMA (F) | [7 empty] | 0.11 | [23 empty] | #DIVIDE BY ZERO | #DIVIDE BY ZERO
[5 empty] | A212.X | RF Adaptor R/A SMA(M) to SMA(F) 7858NR500BD002B | B123-B-19 |  |  |  |  | 1 |  | 0.11 | [8 empty] | 接在旋轉接頭上 | [14 empty] | #DIVIDE BY ZERO | #DIVIDE BY ZERO
1-評估 |  |  |  |  | A212.X | FM-C21 RF In Series Adaptor -Frequency: DC - 18GHz -Features: Bulkhead -Connector: SMA (F) - SMA (F) | [7 empty] | 0.07 | [23 empty] | #DIVIDE BY ZERO | #DIVIDE BY ZERO
[5 empty] | A212.X | RF Adaptor Bulkhead SMA(F) to SMA(F) 7878CS500BD002B | B123-B-17 |  |  |  |  | 1 |  | 0.07 | [8 empty] | 接在旋轉接頭上 | [14 empty] | #DIVIDE BY ZERO | #DIVIDE BY ZERO
1-評估 |  |  |  |  | A212.X | FM-C21 RF In Series Adaptor -Frequency: DC - 40GHz -Features: Bulkhead -Connector: 2.92mm (F) - 2.92mm (F) | [7 empty] | 4.2 | [23 empty] | #DIVIDE BY ZERO | #DIVIDE BY ZERO
[5 empty] | A212.X | RF Adaptor Bulkhead 2.92mm(F) to 2.92mm(F) 3878DS500SQ001B | B123-B-03 |  |  |  |  | 1 |  | 4.2 | [8 empty] | 接在旋轉接頭上 | [14 empty] | #DIVIDE BY ZERO | #DIVIDE BY ZERO
1-評估 |  |  |  |  | A212.X | FM-C21 RF In Series Adaptor -Frequency: DC - 50GHz -Features: Bulkhead -Connector: 2.4mm (F) - 2.4mm (F) | [7 empty] | 6.5 | [23 empty] | #DIVIDE BY ZERO | #DIVIDE BY ZERO
[5 empty] | A212.X | RF Adaptor Bulkhead 2.4mm(F) to 2.4mm(F) 3478NR500SMA01B | B123-B-A01 |  |  |  |  | 1 |  | 6.5 | [8 empty] | 接在旋轉接頭上 | [14 empty] | #DIVIDE BY ZERO | #DIVIDE BY ZERO
1-評估 |  |  |  |  | A212.X | FM-C22 Between Series RF Adaptor -Frequency: DC - 18GHz -Features: Straight -Connector: N-type (M) - SMA (F) | [7 empty] | 0.4 | [23 empty] | #DIVIDE BY ZERO | #DIVIDE BY ZERO
[5 empty] | A212.X | RF Adaptor SMA(M) to N-type(F) 18GHz 73J78PNS5BF008B | B123-B-20 |  | Frequency：DC~12GHz (AD-N1A25A/133-93) |  |  | 1 |  | 0.4 | [8 empty] | 現場備用 | [14 empty] | #DIVIDE BY ZERO | #DIVIDE BY ZERO
1-評估 |  |  |  |  | A212.X | FM-C21 RF In Series Adaptor -Frequency: DC - 40GHz -Features: Right angle -Connector: 2.92mm (M) - 2.92mm (F) | [7 empty] | 5 | [23 empty] | #DIVIDE BY ZERO | #DIVIDE BY ZERO
|  | 0 |  |  |  | RF Adaptor R/A 2.92mm(M) to 2.92mm(F) 40GHz 3858NR500SMA01B | B123-B-02 |  |  |  |  | 1 |  | 5 | [9 empty] | 5 |  | #DIVIDE BY ZERO |  | -5 | #DIVIDE BY ZERO | #UNPARSEABLE | #BLOCKED |  | -0.16667 | #DIVIDE BY ZERO | 0 | 0 | 0 | #DIVIDE BY ZERO | #DIVIDE BY ZERO
1-評估 |  |  |  |  | A212.X | FM-C21 RF In Series Adaptor -Frequency: DC - 50GHz -Features: Right angle -Connector: 2.4mm (M) - 2.4mm (F) | [7 empty] | 7 | [23 empty] | #DIVIDE BY ZERO | #DIVIDE BY ZERO
|  | 0 |  |  |  | RF Adaptor R/A 2.4mm(M) to 2.4mm(F) 50GHz 3478NR500SMA01B | B123-B-21 |  |  |  |  | 1 |  | 7 | [8 empty] | 轉桌上,接在旋轉接頭後 | 7 |  | #DIVIDE BY ZERO |  | -7 | #DIVIDE BY ZERO | #UNPARSEABLE | #BLOCKED |  | -0.23333 | #DIVIDE BY ZERO | 0 | 0 | 0 | #DIVIDE BY ZERO | #DIVIDE BY ZERO
3-量產 |  |  |  |  | A212.X | FM-C3 RF Rotary Joint | A214.P3 |  | 硬體成本10% | [28 empty] | #DIVIDE BY ZERO | #DIVIDE BY ZERO
1-評估 |  |  |  |  | A212.X | FM-C31 RF Rotary Joint -Frequency: DC - 18GHz -Features: Straight -Connector: SMA (F) - SMA (F) | [7 empty] | 2.5 | [23 empty] | #DIVIDE BY ZERO | #DIVIDE BY ZERO
[5 empty] | A212.X | Rotary Joint SMA 18GHz 7878VS500BD001B | B556-B-01 |  | SMA Rotary Joint(DC~18G) SMA(F)-SMA(F) |  |  | 1 |  | 2.5 | [23 empty] | #DIVIDE BY ZERO | #DIVIDE BY ZERO
1-評估 |  |  |  |  | A212.X | FM-C31 RF Rotary Joint -Frequency: DC - 40GHz -Features: Straight -Connector: 2.92mm (F) - 2.92mm (F) | [7 empty] | 5 | [23 empty] | #DIVIDE BY ZERO | #DIVIDE BY ZERO
|  | 0 |  |  |  | Rotary Joint 2.92mm 40GHz 3878VS500SQX01B | B556-B-02 |  |  |  |  | 1 |  | 5 | [8 empty] | 轉桌上,前面接90度接頭 | 5 |  | #DIVIDE BY ZERO |  | -5 | #DIVIDE BY ZERO | #UNPARSEABLE | #BLOCKED |  | -0.16667 | #DIVIDE BY ZERO | 0 | 0 | 0 | #DIVIDE BY ZERO | #DIVIDE BY ZERO
1-評估 |  |  |  |  | A212.X | FM-C31 RF Rotary Joint -Frequency: DC - 50GHz -Features: Straight -Connector: 2.4mm (F) - 2.4mm (F) | [7 empty] | 72 | [23 empty] | #DIVIDE BY ZERO | #DIVIDE BY ZERO
|  | 0 |  |  |  | Rotary Joint 2.4mm 50GHz 835077 | B123-S-050 |  |  |  |  | 1 |  | 72 | [8 empty] | 轉桌上,前面接90度接頭 | 72 |  | #DIVIDE BY ZERO |  | -72 | #DIVIDE BY ZERO | #UNPARSEABLE | #BLOCKED |  | -2.4 | #DIVIDE BY ZERO | 0 | 0 | 0 | #DIVIDE BY ZERO | #DIVIDE BY ZERO
3-量產 |  |  |  |  | A212.X | FM-C4 RF Switching Box | A214.P4 |  | 硬體成本10% | [28 empty] | #DIVIDE BY ZERO | #DIVIDE BY ZERO
1-評估 |  |  |  |  | A212.X | FM-C4 RF Switching Box -Passive for 2 port VNA -Frequency: 0.5 - 18GHz | B521-A-OTASW-P | [6 empty] | 48.1 | [23 empty] | #DIVIDE BY ZERO | #DIVIDE BY ZERO
[5 empty] | A212.X | OTA Switching Box(Passive) | B521-A-OTASW-P | [6 empty] | 48.1 | [23 empty] | #DIVIDE BY ZERO | #DIVIDE BY ZERO
[5 empty] | A212.X | RG-402/U SMA(M)-SMA(M) 20cm | B122-B-78P78P24200V7 | 3 |  |  |  | 1 |  | 0.3 | [23 empty] | #DIVIDE BY ZERO | #DIVIDE BY ZERO
[5 empty] | A212.X | RF Switch SPDT (Radiall R570413000) | B132-M-R570413000 | 3 |  |  |  | 2 |  | 8.1 | [23 empty] | #DIVIDE BY ZERO | #DIVIDE BY ZERO
[5 empty] | A212.X | 電源供應器(RD-85B) | B182-K-RD85B | 3 |  |  |  | 1 |  | 0.7 | [23 empty] | #DIVIDE BY ZERO | #DIVIDE BY ZERO
[5 empty] | A212.X | AC電源濾波器 | B182-D-06AE2 | 3 |  |  |  | 1 |  | 0.4 | [23 empty] | #DIVIDE BY ZERO | #DIVIDE BY ZERO
[5 empty] | A212.X | 可程式控制器 (DVP14SS211R) | B183-T-DVP14SS211R | 3 |  |  |  | 1 |  | 1.8 | [23 empty] | #DIVIDE BY ZERO | #DIVIDE BY ZERO
[5 empty] | A212.X | 可程式控制器擴充機(DVP08SN11R) | B183-T-DVP08SN11R | 3 |  |  |  | 3 |  | 3.3 | [23 empty] | #DIVIDE BY ZERO | #DIVIDE BY ZERO
[5 empty] | A212.X | AC電源線 1.8M | B211-K-W9791 | 3 |  |  |  | 1 |  | 0.1 | [23 empty] | #DIVIDE BY ZERO | #DIVIDE BY ZERO
[5 empty] | A212.X | D型接頭-9PIN-F 免焊式 | B213-K-N10247 | 3 |  |  |  | 1 |  | 0.1 | [23 empty] | #DIVIDE BY ZERO | #DIVIDE BY ZERO
[5 empty] | A212.X | 19 Ø 金屬開關 | B221-K-S8536 | 3 |  |  |  | 1 |  | 0.3 | [23 empty] | #DIVIDE BY ZERO | #DIVIDE BY ZERO
[5 empty] | A212.X | 保險絲_3A(0217005) | B229-K-B7107 | 3 |  |  |  | 1 |  | 0 | [23 empty] | #DIVIDE BY ZERO | #DIVIDE BY ZERO
[5 empty] | A212.X | 腳墊(PINGOOD S0904) | B229-P-S0904 | 3 |  |  |  | 1 |  | 0 | [23 empty] | #DIVIDE BY ZERO | #DIVIDE BY ZERO
[5 empty] | A212.X | 4U機殼板金配件總成(開發中) | B561-C101-1 | 3 |  |  |  | 1 |  | 15 | [23 empty] | #DIVIDE BY ZERO | #DIVIDE BY ZERO
[5 empty] | A212.X | 備料 | B621-A-purchasing |  |  |  |  | 2 |  | 2 | [23 empty] | #DIVIDE BY ZERO | #DIVIDE BY ZERO
[5 empty] | A212.X | 組裝 | B625-A-assembling |  |  |  |  | 16 |  | 16 | [23 empty] | #DIVIDE BY ZERO | #DIVIDE BY ZERO
1-評估 |  |  |  |  | A212.X | FM-C4 RF Switching Box -Passive for 2 port VNA -Active for Cellular TRP / TIS -Frequency: 0.5 - 18GHz | B521-A-OTASW-AP | [6 empty] | 86.7 | [23 empty] | #DIVIDE BY ZERO | #DIVIDE BY ZERO
[5 empty] | A212.X | OTA Switching Box(Active&Passive) | B521-A-OTASW-AP | [6 empty] | 86.7 | [23 empty] | #DIVIDE BY ZERO | #DIVIDE BY ZERO
[5 empty] | A212.X | RG-402/U SMA(M)-SMA(M) 20cm | B122-B-78P78P24200V7 | 3 |  |  |  | 3 |  | 1 | [23 empty] | #DIVIDE BY ZERO | #DIVIDE BY ZERO
[5 empty] | A212.X | RF Switch SPDT (Radiall R570413000) | B132-M-R570413000 | 3 |  |  |  | 2 |  | 8.1 | [23 empty] | #DIVIDE BY ZERO | #DIVIDE BY ZERO
[5 empty] | A212.X | RF Switch SP6T (Radiall R573403600) | B132-M-R573403600 | 3 |  |  |  | 1 |  | 21.8 | [23 empty] | #DIVIDE BY ZERO | #DIVIDE BY ZERO
[5 empty] | A212.X | RF Switch SPDT (Radiall R570433000) | B132-M-R570433000 | 3 |  |  |  | 2 |  | 8.1 | [23 empty] | #DIVIDE BY ZERO | #DIVIDE BY ZERO
[5 empty] | A212.X | 電源供應器(RD-85B) | B182-K-RD85B | 3 |  |  |  | 1 |  | 0.7 | [23 empty] | #DIVIDE BY ZERO | #DIVIDE BY ZERO
[5 empty] | A212.X | AC電源濾波器 | B182-D-06AE2 | 3 |  |  |  | 1 |  | 0.4 | [23 empty] | #DIVIDE BY ZERO | #DIVIDE BY ZERO
[5 empty] | A212.X | 可程式控制器 (DVP14SS211R) | B183-T-DVP14SS211R | 3 |  |  |  | 1 |  | 1.8 | [23 empty] | #DIVIDE BY ZERO | #DIVIDE BY ZERO
[5 empty] | A212.X | 可程式控制器擴充機(DVP08SN11R) | B183-T-DVP08SN11R | 3 |  |  |  | 3 |  | 3.3 | [23 empty] | #DIVIDE BY ZERO | #DIVIDE BY ZERO
[5 empty] | A212.X | AC電源線 1.8M | B211-K-W9791 | 3 |  |  |  | 1 |  | 0.1 | [23 empty] | #DIVIDE BY ZERO | #DIVIDE BY ZERO
[5 empty] | A212.X | D型接頭-9PIN-F 免焊式 | B213-K-N10247 | 3 |  |  |  | 1 |  | 0.1 | [23 empty] | #DIVIDE BY ZERO | #DIVIDE BY ZERO
[5 empty] | A212.X | 19 Ø 金屬開關 | B221-K-S8536 | 3 |  |  |  | 1 |  | 0.3 | [23 empty] | #DIVIDE BY ZERO | #DIVIDE BY ZERO
[5 empty] | A212.X | 保險絲_3A(0217005) | B229-K-B7107 | 3 |  |  |  | 1 |  | 0 | [23 empty] | #DIVIDE BY ZERO | #DIVIDE BY ZERO
[5 empty] | A212.X | 腳墊(PINGOOD S0904) | B229-P-S0904 | 3 |  |  |  | 1 |  | 0 | [23 empty] | #DIVIDE BY ZERO | #DIVIDE BY ZERO
[5 empty] | A212.X | 4U機殼板金配件總成(開發中) | B561-C101-1 | 3 |  |  |  | 1 |  | 15 | [23 empty] | #DIVIDE BY ZERO | #DIVIDE BY ZERO
[5 empty] | A212.X | 備料 | B621-A-purchasing |  |  |  |  | 2 |  | 2 | [23 empty] | #DIVIDE BY ZERO | #DIVIDE BY ZERO
[5 empty] | A212.X | 組裝 | B625-A-assembling |  |  |  |  | 24 |  | 24 | [23 empty] | #DIVIDE BY ZERO | #DIVIDE BY ZERO
1-評估 |  |  |  |  | A212.X | FM-C4 RF Switching Box -Passive for 2 port VNA -Active for Cellular TRP / TIS -Active for Bluetooth / Wi-Fi -Frequency: 0.5 - 18GHz -DRE-Dynamic range extender (Frequency: 0.5 - 8GHz) for Bluetooth / Wi-Fi / 5GNR FR1 | B521-A-OTASW-APE | [6 empty] | 185 | [23 empty] | #DIVIDE BY ZERO | #DIVIDE BY ZERO
[5 empty] | A212.X | OTA Switching Box(Active&Passive&Extender) | B521-A-OTASW-APE | [6 empty] | 185 | [23 empty] | #DIVIDE BY ZERO | #DIVIDE BY ZERO
[5 empty] | A212.X | RG-402/U SMA(M)-SMA(M) 20cm | B122-B-78P78P24200V7 | 3 |  |  |  | 11 |  | 3.6 | [23 empty] | #DIVIDE BY ZERO | #DIVIDE BY ZERO
[5 empty] | A212.X | RF Switch SPDT (Radiall R570413000) | B132-M-R570413000 | 3 |  |  |  | 2 |  | 8.1 | [23 empty] | #DIVIDE BY ZERO | #DIVIDE BY ZERO
[5 empty] | A212.X | RF Switch SP6T (Radiall R573403600) | B132-M-R573403600 | 3 |  |  |  | 1 |  | 21.8 | [23 empty] | #DIVIDE BY ZERO | #DIVIDE BY ZERO
[5 empty] | A212.X | RF Switch SPDT (Radiall R570433000) | B132-M-R570433000 | 3 |  |  |  | 6 |  | 24.3 | [23 empty] | #DIVIDE BY ZERO | #DIVIDE BY ZERO
[5 empty] | A212.X | 電源供應器(RD-85B) | B182-K-RD85B | 3 |  |  |  | 1 |  | 0.7 | [23 empty] | #DIVIDE BY ZERO | #DIVIDE BY ZERO
[5 empty] | A212.X | AC電源濾波器 | B182-D-06AE2 | 3 |  |  |  | 1 |  | 0.4 | [23 empty] | #DIVIDE BY ZERO | #DIVIDE BY ZERO
[5 empty] | A212.X | 可程式控制器 (DVP14SS211R) | B183-T-DVP14SS211R | 3 |  |  |  | 1 |  | 1.8 | [23 empty] | #DIVIDE BY ZERO | #DIVIDE BY ZERO
[5 empty] | A212.X | 可程式控制器擴充機(DVP08SN11R) | B183-T-DVP08SN11R | 3 |  |  |  | 4 |  | 4.4 | [23 empty] | #DIVIDE BY ZERO | #DIVIDE BY ZERO
[5 empty] | A212.X | AC電源線 1.8M | B211-K-W9791 | 3 |  |  |  | 1 |  | 0.1 | [23 empty] | #DIVIDE BY ZERO | #DIVIDE BY ZERO
[5 empty] | A212.X | D型接頭-9PIN-F 免焊式 | B213-K-N10247 | 3 |  |  |  | 1 |  | 0.1 | [23 empty] | #DIVIDE BY ZERO | #DIVIDE BY ZERO
[5 empty] | A212.X | 19 Ø 金屬開關 | B221-K-S8536 | 3 |  |  |  | 1 |  | 0.3 | [23 empty] | #DIVIDE BY ZERO | #DIVIDE BY ZERO
[5 empty] | A212.X | 保險絲_3A(0217005) | B229-K-B7107 | 3 |  |  |  | 2 |  | 0 | [23 empty] | #DIVIDE BY ZERO | #DIVIDE BY ZERO
[5 empty] | A212.X | 腳墊(PINGOOD S0904) | B229-P-S0904 | 3 |  |  |  | 4 |  | 0 | [23 empty] | #DIVIDE BY ZERO | #DIVIDE BY ZERO
[5 empty] | A212.X | 4U機殼板金配件總成(開發中) | B561-C101-1 | 3 |  |  |  | 1 |  | 15 | [23 empty] | #DIVIDE BY ZERO | #DIVIDE BY ZERO
[5 empty] | A212.X | 電源供應器(RS-50-12) | B182-K-M7393 | 3 |  |  |  | 1 |  | 0.4 | [23 empty] | #DIVIDE BY ZERO | #DIVIDE BY ZERO
[5 empty] | A212.X | RF Switch DPDT (Radiall R577433002) | B132-M-R577433002 | 3 |  |  |  | 1 |  | 10.7 | [23 empty] | #DIVIDE BY ZERO | #DIVIDE BY ZERO
[5 empty] | A212.X | 衰減器BW-S3W5+ | B125-M-BW-S3W5+ | 3 |  |  |  | 2 |  | 3.2 | [23 empty] | #DIVIDE BY ZERO | #DIVIDE BY ZERO
[5 empty] | A212.X | 鎖板接頭4角 SMA (F) to SMA(F) | B123-B-11 | 3 |  |  |  | 4 |  | 0.4 | [23 empty] | #DIVIDE BY ZERO | #DIVIDE BY ZERO
[5 empty] | A212.X | RF功率放大器 ZVA-183W-S+ | B135-M-ZVA-183W-S+ | 3 |  |  |  | 1 |  | 48.2 | [23 empty] | #DIVIDE BY ZERO | #DIVIDE BY ZERO
[5 empty] | A212.X | RF功率放大器 ZX60-83LN12+ | B135-M-ZX60-83LN12+ | 3 |  |  |  | 1 |  | 5.2 | [23 empty] | #DIVIDE BY ZERO | #DIVIDE BY ZERO
[5 empty] | A212.X | RF Adaptor R/A SMA(M) to SMA(F) | B123-B-19 | 3 |  |  |  | 2 |  | 0.2 | [23 empty] | #DIVIDE BY ZERO | #DIVIDE BY ZERO
[5 empty] | A212.X | RG-402/U SMA(M)-SMA(M) 30cm | B122-B-78P78P24300V7 | 3 |  |  |  | 5 |  | 2.1 | [23 empty] | #DIVIDE BY ZERO | #DIVIDE BY ZERO
[5 empty] | A212.X | 備料 | B621-A-purchasing |  |  |  |  | 2 |  | 2 | [23 empty] | #DIVIDE BY ZERO | #DIVIDE BY ZERO
[5 empty] | A212.X | 組裝 | B625-A-assembling |  |  |  |  | 32 |  | 32 | [23 empty] | #DIVIDE BY ZERO | #DIVIDE BY ZERO
1-評估 |  |  |  |  | A212.X | FM-C4 M1 RF Switching Box -M Class 12 antenna switch | B521-A-SW-MAP12 | [6 empty] | 217.6 | [23 empty] | #DIVIDE BY ZERO | #DIVIDE BY ZERO
[5 empty] | A212.X | M Antenna Switching Box(12 channels)-with passive | B521-A-SW-MAP12 | [6 empty] | 217.6 | [23 empty] | #DIVIDE BY ZERO | #DIVIDE BY ZERO
[5 empty] | A212.X | RG-402/U SMA(M)-SMA(M) 20cm | B122-B-78P78P24200V7 | 3 |  |  |  | 4 |  | 1.3 | [23 empty] | #DIVIDE BY ZERO | #DIVIDE BY ZERO
[5 empty] | A212.X | RF Switch SPDT (Radiall R570413000) | B132-M-R570413000 | 3 |  |  |  | 2 |  | 8.1 | [23 empty] | #DIVIDE BY ZERO | #DIVIDE BY ZERO
[5 empty] | A212.X | RF Switch SP6T(Radiall R574403600) | B132-A-R574403600 | 3 |  |  |  | 4 |  | 160.8 | [23 empty] | #DIVIDE BY ZERO | #DIVIDE BY ZERO
[5 empty] | A212.X | 電源供應器(RD-125B) | B182-K-RD125B | 3 |  |  |  | 1 |  | 1.4 | [23 empty] | #DIVIDE BY ZERO | #DIVIDE BY ZERO
[5 empty] | A212.X | AC電源濾波器 | B182-D-06AE2 | 3 |  |  |  | 1 |  | 0.4 | [23 empty] | #DIVIDE BY ZERO | #DIVIDE BY ZERO
[5 empty] | A212.X | 可程式控制器 (DVP14SS211R) | B183-T-DVP14SS211R | 3 |  |  |  | 1 |  | 1.8 | [23 empty] | #DIVIDE BY ZERO | #DIVIDE BY ZERO
[5 empty] | A212.X | 可程式控制器擴充機(DVP08SN11R) | B183-T-DVP08SN11R | 3 |  |  |  | 2 |  | 2.2 | [23 empty] | #DIVIDE BY ZERO | #DIVIDE BY ZERO
[5 empty] | A212.X | AC電源線 1.8M | B211-K-W9791 | 3 |  |  |  | 1 |  | 0.1 | [23 empty] | #DIVIDE BY ZERO | #DIVIDE BY ZERO
[5 empty] | A212.X | D型接頭-9PIN-M 免焊式 | B213-K-N10248 | 3 |  |  |  | 1 |  | 0.1 | [23 empty] | #DIVIDE BY ZERO | #DIVIDE BY ZERO
[5 empty] | A212.X | D型接頭-9PIN-F 免焊式 | B213-K-N10247 | 3 |  |  |  | 1 |  | 0.1 | [23 empty] | #DIVIDE BY ZERO | #DIVIDE BY ZERO
[5 empty] | A212.X | 19 Ø 金屬開關 | B221-K-S8536 | 3 |  |  |  | 1 |  | 0.3 | [23 empty] | #DIVIDE BY ZERO | #DIVIDE BY ZERO
[5 empty] | A212.X | 保險絲_3A(0217005) | B229-K-B7107 | 3 |  |  |  | 2 |  | 0 | [23 empty] | #DIVIDE BY ZERO | #DIVIDE BY ZERO
[5 empty] | A212.X | 腳墊(PINGOOD S0904) | B229-P-S0904 | 3 |  |  |  | 4 |  | 0 | [23 empty] | #DIVIDE BY ZERO | #DIVIDE BY ZERO
[5 empty] | A212.X | 4U機殼板金配件總成(開發中) | B561-C101-1 | 3 |  |  |  | 1 |  | 15 | [23 empty] | #DIVIDE BY ZERO | #DIVIDE BY ZERO
[5 empty] | A212.X | 備料 | B621-A- |  |  |  |  | 2 |  | 2 | [23 empty] | #DIVIDE BY ZERO | #DIVIDE BY ZERO
[5 empty] | A212.X | 組裝 | B625-A- |  |  |  |  | 24 |  | 24 | [23 empty] | #DIVIDE BY ZERO | #DIVIDE BY ZERO
1-評估 |  |  |  |  | A212.X | FM-C4 M1 RF Switching Box-extender -M Class 11 antenna switch | B521-A-SW-MAP11 | [6 empty] | 205.3 | [23 empty] | #DIVIDE BY ZERO | #DIVIDE BY ZERO
[5 empty] | A212.X | M Antenna Switching Box(11 channels)-extender | B521-A-SW-MAP11 | [6 empty] | 205.3 | [23 empty] | #DIVIDE BY ZERO | #DIVIDE BY ZERO
[5 empty] | A212.X | RG-402/U SMA(M)-SMA(M) 20cm | B122-B-78P78P24200V7 | 3 |  |  |  | 6 |  | 2 | [23 empty] | #DIVIDE BY ZERO | #DIVIDE BY ZERO
[5 empty] | A212.X | RF Switch SPDT (Radiall R570413000) | B132-M-R570413000 | 3 |  |  |  | 4 |  | 16.2 | [23 empty] | #DIVIDE BY ZERO | #DIVIDE BY ZERO
[5 empty] | A212.X | RF Switch SP6T(Radiall R574403600) | B132-A-R574403600 | 3 |  |  |  | 4 |  | 160.8 | [23 empty] | #DIVIDE BY ZERO | #DIVIDE BY ZERO
[5 empty] | A212.X | 可程式控制器擴充機(DVP08SN11R) | B183-T-DVP08SN11R | 3 |  |  |  | 2 |  | 2.2 | [23 empty] | #DIVIDE BY ZERO | #DIVIDE BY ZERO
[5 empty] | A212.X | RS232-5M |  | 3 |  |  |  | 1 | [25 empty] | #DIVIDE BY ZERO | #DIVIDE BY ZERO
[5 empty] | A212.X | D型接頭-9PIN-F 免焊式 | B213-K-N10247 | 3 |  |  |  | 1 |  | 0.1 | [23 empty] | #DIVIDE BY ZERO | #DIVIDE BY ZERO
[5 empty] | A212.X | 腳墊(PINGOOD S0904) | B229-P-S0904 | 3 |  |  |  | 4 |  | 0 | [23 empty] | #DIVIDE BY ZERO | #DIVIDE BY ZERO
[5 empty] | A212.X | 4U機殼板金配件總成(開發中) | B561-C101-1 | 3 |  |  |  | 1 |  | 15 | [23 empty] | #DIVIDE BY ZERO | #DIVIDE BY ZERO
[5 empty] | A212.X | 備料 | B621-A- |  |  |  |  | 1 |  | 1 | [23 empty] | #DIVIDE BY ZERO | #DIVIDE BY ZERO
[5 empty] | A212.X | 組裝 | B625-A- |  |  |  |  | 8 |  | 8 | [23 empty] | #DIVIDE BY ZERO | #DIVIDE BY ZERO
1-評估 |  |  |  |  | A212.X | FM-C4 RF Switching Box -Passive for 2 port VNA -Active for cellular TRP / TIS single instrument -Frequency: DC - 40GHz | B521-A-R2-40GHz | [6 empty] | 93.6 | [23 empty] | #DIVIDE BY ZERO | #DIVIDE BY ZERO
[5 empty] | A212.X | R2 Switching Box | B521-A-R2-40GHz | [6 empty] | 93.6 | [23 empty] | #DIVIDE BY ZERO | #DIVIDE BY ZERO
[5 empty] | A212.X | UT-085C-FORM 2.92mm(M)-2.92mm(M) 20cm | B122-B-38P38P25200T1 | 3 |  |  |  | 2 |  | 10 | [23 empty] | #DIVIDE BY ZERO | #DIVIDE BY ZERO
[5 empty] | A212.X | 電源供應器(RD-85B) | B182-K-RD85B | 3 |  |  |  | 1 |  | 0.7 | [23 empty] | #DIVIDE BY ZERO | #DIVIDE BY ZERO
[5 empty] | A212.X | AC電源濾波器 | B182-D-06AE2 | 3 |  |  |  | 1 |  | 0.4 | [23 empty] | #DIVIDE BY ZERO | #DIVIDE BY ZERO
[5 empty] | A212.X | RF Switch SPDT(Radiall R570813000) | 12-431U 尚未建立新品號 | 3 |  |  |  | 4 |  | 53 | [23 empty] | #DIVIDE BY ZERO | #DIVIDE BY ZERO
[5 empty] | A212.X | 可程式控制器 (DVP14SS211R) | B183-T-DVP14SS211R | 3 |  |  |  | 1 |  | 1.8 | [23 empty] | #DIVIDE BY ZERO | #DIVIDE BY ZERO
[5 empty] | A212.X | 可程式控制器擴充機(DVP08SN11R) | B183-T-DVP08SN11R | 3 |  |  |  | 2 |  | 2.2 | [23 empty] | #DIVIDE BY ZERO | #DIVIDE BY ZERO
[5 empty] | A212.X | AC電源線 1.8M | B211-K-W9791 | 3 |  |  |  | 1 |  | 0.1 | [23 empty] | #DIVIDE BY ZERO | #DIVIDE BY ZERO
[5 empty] | A212.X | D型接頭-9PIN-F 免焊式 | B213-K-N10247 | 3 |  |  |  | 1 |  | 0.1 | [23 empty] | #DIVIDE BY ZERO | #DIVIDE BY ZERO
[5 empty] | A212.X | 19 Ø 金屬開關 | B221-K-S8536 | 3 |  |  |  | 1 |  | 0.3 | [23 empty] | #DIVIDE BY ZERO | #DIVIDE BY ZERO
[5 empty] | A212.X | 保險絲_3A(0217005) | B229-K-B7107 | 3 |  |  |  | 2 |  | 0 | [23 empty] | #DIVIDE BY ZERO | #DIVIDE BY ZERO
[5 empty] | A212.X | 腳墊(PINGOOD S0904) | B229-P-S0904 | 3 |  |  |  | 4 |  | 0 | [23 empty] | #DIVIDE BY ZERO | #DIVIDE BY ZERO
[5 empty] | A212.X | 4U機殼板金配件總成(開發中) | B561-C101-1 | 3 |  |  |  | 1 |  | 15 | [23 empty] | #DIVIDE BY ZERO | #DIVIDE BY ZERO
[5 empty] | A212.X | 備料 | B621-A- |  |  |  |  | 2 |  | 2 | [23 empty] | #DIVIDE BY ZERO | #DIVIDE BY ZERO
[5 empty] | A212.X | 組裝 | B625-A- |  |  |  |  | 8 |  | 8 | [23 empty] | #DIVIDE BY ZERO | #DIVIDE BY ZERO
1-評估 |  |  |  |  | A212.X | FM-C4 RF Switching Box -Passive for 2 port VNA -Active for cellular TRP / TIS single instrument -Frequency: DC - 50GHz | B521-A-R2-50GHz | [6 empty] | 120.2 | [23 empty] | #DIVIDE BY ZERO | #DIVIDE BY ZERO
[5 empty] | A212.X | R2 Switching Box | B521-A-R2-50GHz | [6 empty] | 120.2 | [23 empty] | #DIVIDE BY ZERO | #DIVIDE BY ZERO
[5 empty] | A212.X | UT-085C-FORM 2.4mm(M)-2.4mm(M) 20cm | B122-B-34P34P25200T1 | 3 |  |  |  | 2 |  | 10 | [23 empty] | #DIVIDE BY ZERO | #DIVIDE BY ZERO
[5 empty] | A212.X | 電源供應器(RD-85B) | B182-K-RD85B | 3 |  |  |  | 1 |  | 0.7 | [23 empty] | #DIVIDE BY ZERO | #DIVIDE BY ZERO
[5 empty] | A212.X | AC電源濾波器 | B182-D-06AE2 | 3 |  |  |  | 1 |  | 0.4 | [23 empty] | #DIVIDE BY ZERO | #DIVIDE BY ZERO
[5 empty] | A212.X | RF Switch SPDT (Radiall R570J33000) | B132-A-R570J33000 | 3 |  |  |  | 4 |  | 79.6 | [23 empty] | #DIVIDE BY ZERO | #DIVIDE BY ZERO
[5 empty] | A212.X | 可程式控制器 (DVP14SS211R) | B183-T-DVP14SS211R | 3 |  |  |  | 1 |  | 1.8 | [23 empty] | #DIVIDE BY ZERO | #DIVIDE BY ZERO
[5 empty] | A212.X | 可程式控制器擴充機(DVP08SN11R) | B183-T-DVP08SN11R | 3 |  |  |  | 2 |  | 2.2 | [23 empty] | #DIVIDE BY ZERO | #DIVIDE BY ZERO
[5 empty] | A212.X | AC電源線 1.8M | B211-K-W9791 | 3 |  |  |  | 1 |  | 0.1 | [23 empty] | #DIVIDE BY ZERO | #DIVIDE BY ZERO
[5 empty] | A212.X | D型接頭-9PIN-F 免焊式 | B213-K-N10247 | 3 |  |  |  | 1 |  | 0.1 | [23 empty] | #DIVIDE BY ZERO | #DIVIDE BY ZERO
[5 empty] | A212.X | 19 Ø 金屬開關 | B221-K-S8536 | 3 |  |  |  | 1 |  | 0.3 | [23 empty] | #DIVIDE BY ZERO | #DIVIDE BY ZERO
[5 empty] | A212.X | 保險絲_3A(0217005) | B229-K-B7107 | 3 |  |  |  | 2 |  | 0 | [23 empty] | #DIVIDE BY ZERO | #DIVIDE BY ZERO
[5 empty] | A212.X | 腳墊(PINGOOD S0904) | B229-P-S0904 | 3 |  |  |  | 4 |  | 0 | [23 empty] | #DIVIDE BY ZERO | #DIVIDE BY ZERO
[5 empty] | A212.X | 4U機殼板金配件總成(開發中) | B561-C101-1 | 3 |  |  |  | 1 |  | 15 | [23 empty] | #DIVIDE BY ZERO | #DIVIDE BY ZERO
[5 empty] | A212.X | 備料 | B621-A- |  |  |  |  | 2 |  | 2 | [23 empty] | #DIVIDE BY ZERO | #DIVIDE BY ZERO
[5 empty] | A212.X | 組裝 | B625-A- |  |  |  |  | 8 |  | 8 | [23 empty] | #DIVIDE BY ZERO | #DIVIDE BY ZERO
1-評估 |  |  |  |  | A212.X | FM-C4 RF Switching Box -5GNR FR1 4x4 MIMO Throughput -Frequency: 0.7 - 6GHz | B521-A-ButlerSW-4P6GHz | [6 empty] | 130.7 | [23 empty] | #DIVIDE BY ZERO | #DIVIDE BY ZERO
[6 empty] | 4x4 Bulter Box | B521-A-ButlerSW-4P6GHz | [6 empty] | 130.7
[5 empty] | A212.X | RG-402/U SMA(M)-SMA(M) 20cm | B122-B-78P78P24200V7 | 3 |  |  |  | 4 |  | 1.2 | [23 empty] | #DIVIDE BY ZERO | #DIVIDE BY ZERO
[5 empty] | A212.X | 2U機殼板金配件總成(開發中) | B561-C101-2 | 3 |  |  |  | 1 |  | 12 | [23 empty] | #DIVIDE BY ZERO | #DIVIDE BY ZERO
[5 empty] | A212.X | Butler Matrix 4x4 | B125-H-8401-5 |  |  |  |  | 1 |  | 105 | [23 empty] | #DIVIDE BY ZERO | #DIVIDE BY ZERO
[5 empty] | A212.X | 功率分配器ZN2PD2-14W-S | B125-M-ZN2PD2-14W-S+ |  |  |  |  | 2 |  | 6.5 | [23 empty] | #DIVIDE BY ZERO | #DIVIDE BY ZERO
[5 empty] | A212.X | 備料 | B621-A- |  |  |  |  | 2 |  | 2 | [23 empty] | #DIVIDE BY ZERO | #DIVIDE BY ZERO
[5 empty] | A212.X | 組裝 | B625-A- |  |  |  |  | 4 |  | 4 | [23 empty] | #DIVIDE BY ZERO | #DIVIDE BY ZERO
1-評估 |  |  |  |  | A212.X | FM-C4 RF Switching Box -RSE 6 paths switching -Frequency: DC - 18GHz | B521-A-RSESW-6CH | [6 empty] | 137.66 | [23 empty] | #DIVIDE BY ZERO | #DIVIDE BY ZERO
[5 empty] | A212.X | RSE switching Box | B521-A-RSESW-6CH |  |  |  |  | 1 |  | 137.66 | [8 empty] | 內含一對18GHz SP6T和一個SPDT, 可以承載最多6個濾波器(一般會接5個,第六各位passThrough) 裡面的濾波器另外安裝 | [14 empty] | #DIVIDE BY ZERO | #DIVIDE BY ZERO
[5 empty] | A212.X | RG-402/U SMA(M)-SMA(M) 20cm | B122-B-78P78P24200V7 | 3 |  |  |  | 8 |  | 24.48 | [23 empty] | #DIVIDE BY ZERO | #DIVIDE BY ZERO
[5 empty] | A212.X | RF Switch SP6T (Radiall R573403600) | B132-M-R573403600 | 3 |  |  |  | 2 |  | 43.6 | [23 empty] | #DIVIDE BY ZERO | #DIVIDE BY ZERO
[5 empty] | A212.X | RF Switch SPDT (Radiall R570433000) | B132-M-R570433000 | 3 |  |  |  | 2 |  | 8.2 | [23 empty] | #DIVIDE BY ZERO | #DIVIDE BY ZERO
[5 empty] | A212.X | 電源供應器(RD-85B) | B182-K-RD85B | 3 |  |  |  | 1 |  | 0.7 | [23 empty] | #DIVIDE BY ZERO | #DIVIDE BY ZERO
[5 empty] | A212.X | AC電源濾波器 | B182-D-06AE2 | 3 |  |  |  | 1 |  | 0.4 | [23 empty] | #DIVIDE BY ZERO | #DIVIDE BY ZERO
[5 empty] | A212.X | 可程式控制器 (DVP14SS211R) | B183-T-DVP14SS211R | 3 |  |  |  | 1 |  | 1.8 | [23 empty] | #DIVIDE BY ZERO | #DIVIDE BY ZERO
[5 empty] | A212.X | 可程式控制器擴充機(DVP08SN11R) | B183-T-DVP08SN11R | 3 |  |  |  | 4 |  | 4.4 | [23 empty] | #DIVIDE BY ZERO | #DIVIDE BY ZERO
[5 empty] | A212.X | AC電源線 1.8M | B211-K-W9791 | 3 |  |  |  | 1 |  | 0.1 | [23 empty] | #DIVIDE BY ZERO | #DIVIDE BY ZERO
[5 empty] | A212.X | D型接頭-9PIN-F 免焊式 | B213-K-N10247 | 3 |  |  |  | 1 |  | 0.1 | [23 empty] | #DIVIDE BY ZERO | #DIVIDE BY ZERO
[5 empty] | A212.X | 19 Ø 金屬開關 | B221-K-S8536 | 3 |  |  |  | 1 |  | 0.3 | [23 empty] | #DIVIDE BY ZERO | #DIVIDE BY ZERO
[5 empty] | A212.X | 保險絲_3A(0217005) | B229-K-B7107 | 3 |  |  |  | 2 |  | 0 | [23 empty] | #DIVIDE BY ZERO | #DIVIDE BY ZERO
[5 empty] | A212.X | 腳墊(PINGOOD S0904) | B229-P-S0904 | 3 |  |  |  | 4 |  | 0 | [23 empty] | #DIVIDE BY ZERO | #DIVIDE BY ZERO
[5 empty] | A212.X | 4U機殼板金配件總成(開發中) | B561-C101-1 | 3 |  |  |  | 1 |  | 15 | [23 empty] | #DIVIDE BY ZERO | #DIVIDE BY ZERO
[5 empty] | A212.X | 電源供應器(RS-50-12) | B182-K-RS5012 | 3 |  |  |  | 1 |  | 0.4 | [23 empty] | #DIVIDE BY ZERO | #DIVIDE BY ZERO
[5 empty] | A212.X | 鎖板接頭4角 SMA (F) to SMA(F) | B123-B-11 | 3 |  |  |  | 2 |  | 0.4 | [23 empty] | #DIVIDE BY ZERO | #DIVIDE BY ZERO
[5 empty] | A212.X | RG-402/U SMA(M)-SMA(M) 30cm | B122-B-78P78P24300V7 | 3 |  |  |  | 9 |  | 3.78 | [23 empty] | #DIVIDE BY ZERO | #DIVIDE BY ZERO
[5 empty] | A212.X | 備料 | B621-A- |  |  |  |  | 2 |  | 2 | [23 empty] | #DIVIDE BY ZERO | #DIVIDE BY ZERO
[5 empty] | A212.X | 組裝 | B625-A- |  |  |  |  | 16 |  | 32 | [23 empty] | #DIVIDE BY ZERO | #DIVIDE BY ZERO
1-評估 |  |  |  |  | A212.X | FM-C4 RF Switching Box -Solution 6 paths switching -Frequency: DC - 26.5GHz | B521-A-OTAPSW-6CH | [6 empty] | 88.3 | [23 empty] | #DIVIDE BY ZERO | #DIVIDE BY ZERO
[5 empty] | A212.X | OTAPSW-6CH Switching Box | B521-A-OTAPSW-6CH | [6 empty] | 88.3 | [23 empty] | #DIVIDE BY ZERO | #DIVIDE BY ZERO
[5 empty] | A212.X | UT-085C-FORM 2.92mm(M)-2.92mm(M) 20cm | B122-B-38P38P25200T1 | 3 |  |  |  | 3 |  | 10 | [23 empty] | #DIVIDE BY ZERO | #DIVIDE BY ZERO
[5 empty] | A212.X | 電源供應器(RD-85B) | B182-K-RD85B | 3 |  |  |  | 1 |  | 0.7 | [23 empty] | #DIVIDE BY ZERO | #DIVIDE BY ZERO
[5 empty] | A212.X | AC電源濾波器 | B182-D-06AE2 | 3 |  |  |  | 1 |  | 0.4 | [23 empty] | #DIVIDE BY ZERO | #DIVIDE BY ZERO
[5 empty] | A212.X | RF Switch SP6T (Radiall R573403600) | B132-M-R573403600 | 3 |  |  |  | 2 |  | 43.6 | [23 empty] | #DIVIDE BY ZERO | #DIVIDE BY ZERO
[5 empty] | A212.X | RF Switch SPDT (Radiall R570433000) | B132-M-R570433000 | 3 |  |  |  | 1 |  | 4.1 | [23 empty] | #DIVIDE BY ZERO | #DIVIDE BY ZERO
[5 empty] | A212.X | 可程式控制器 (DVP14SS211R) | B183-T-DVP14SS211R | 3 |  |  |  | 1 |  | 1.8 | [23 empty] | #DIVIDE BY ZERO | #DIVIDE BY ZERO
[5 empty] | A212.X | 可程式控制器擴充機(DVP08SN11R) | B183-T-DVP08SN11R | 3 |  |  |  | 2 |  | 2.2 | [23 empty] | #DIVIDE BY ZERO | #DIVIDE BY ZERO
[5 empty] | A212.X | AC電源線 1.8M | B211-K-W9791 | 3 |  |  |  | 1 |  | 0.1 | [23 empty] | #DIVIDE BY ZERO | #DIVIDE BY ZERO
[5 empty] | A212.X | D型接頭-9PIN-F 免焊式 | B213-K-N10247 | 3 |  |  |  | 1 |  | 0.1 | [23 empty] | #DIVIDE BY ZERO | #DIVIDE BY ZERO
[5 empty] | A212.X | 19 Ø 金屬開關 | B221-K-S8536 | 3 |  |  |  | 1 |  | 0.3 | [23 empty] | #DIVIDE BY ZERO | #DIVIDE BY ZERO
[5 empty] | A212.X | 保險絲_3A(0217005) | B229-K-B7107 | 3 |  |  |  | 2 |  | 0 | [23 empty] | #DIVIDE BY ZERO | #DIVIDE BY ZERO
[5 empty] | A212.X | 腳墊(PINGOOD S0904) | B229-P-S0904 | 3 |  |  |  | 4 |  | 0 | [23 empty] | #DIVIDE BY ZERO | #DIVIDE BY ZERO
[5 empty] | A212.X | 4U機殼板金配件總成(開發中) | B561-C101-1 | 3 |  |  |  | 1 |  | 15 | [23 empty] | #DIVIDE BY ZERO | #DIVIDE BY ZERO
[5 empty] | A212.X | 備料 | B621-A- |  |  |  |  | 2 |  | 2 | [23 empty] | #DIVIDE BY ZERO | #DIVIDE BY ZERO
[5 empty] | A212.X | 組裝 | B625-A- |  |  |  |  | 8 |  | 8 | [23 empty] | #DIVIDE BY ZERO | #DIVIDE BY ZERO
3-量產 |  |  |  |  | A212.X | FM-C5 Waveguide Session | A214.P5 |  | 硬體成本10% | [28 empty] | #DIVIDE BY ZERO | #DIVIDE BY ZERO
[5 empty] | A223,PON | WR-28 | A214.P51 | [18 empty] | #DIVIDE BY ZERO |  | 0 | #DIVIDE BY ZERO | #UNPARSEABLE | #BLOCKED |  | 0 | #DIVIDE BY ZERO
1-評估 |  |  |  |  | A223,PON | FM-C51 Flexible Twist Waveguide -Frequency: 26.5 - 40GHz -Features: Flexible and twistable -Length: 50cm -Connector: WR-28 - WR-28 | [16 empty] | 4條串接成200cm (Panel to Feed H/V) |  |  | #DIVIDE BY ZERO |  | 0 | #DIVIDE BY ZERO | #UNPARSEABLE | #BLOCKED |  | 0 | #DIVIDE BY ZERO
[5 empty] | A223,PON | Flexible Twist Waveguide WR28-WR28-50cm 28WFT-500 | B124-A-28WFT500 |  |  |  |  | 1 |  | 15 | [9 empty] | 15 |  | #DIVIDE BY ZERO |  | -15 | #DIVIDE BY ZERO | #UNPARSEABLE | #BLOCKED |  | -0.5 | #DIVIDE BY ZERO
1-評估 |  |  |  |  | A223,PON | FM-C52 Waveguide adaptor -Frequency: 26.5 - 40GHz -Features: Waveguide to Coaxial -Insertion Loss: 0.5dB Max -Connector: WR-28 - 2.92mm(F) | [16 empty] | 4條串接成200cm (Panel to Feed H/V) |  |  | #DIVIDE BY ZERO |  | 0 | #DIVIDE BY ZERO | #UNPARSEABLE | #BLOCKED |  | 0 | #DIVIDE BY ZERO
[5 empty] | A223,PON | Waveguide to Coaxial Adaptor WR-28 - 2.92mm(F) 28WECAKCu | B124-A-28WECAKCu |  |  |  |  | 1 |  | 9.88 | [8 empty] | Panel上 H/V/Passive, Panel到轉桌前轉成Coaxial,單 Channel | 9.88 |  | #DIVIDE BY ZERO |  | -9.88 | #DIVIDE BY ZERO | #UNPARSEABLE | #BLOCKED |  | -0.32933 | #DIVIDE BY ZERO
1-評估 |  |  |  |  | A223,PON | FM-C53 Waveguide tube -Frequency: 26.5 - 40GHz -Features: Straight Waveguide -Length: 50cm -Connector: WR-28 - WR-28 | [16 empty] | 4條串接成200cm (Panel to Feed H/V) |  |  | #DIVIDE BY ZERO |  | 0 | #DIVIDE BY ZERO | #UNPARSEABLE | #BLOCKED |  | 0 | #DIVIDE BY ZERO
[5 empty] | A223,PON | Straight Waveguide WR28-WR28-50cm 28WAL500Cu | B124-A-28WAL500Cu |  |  |  |  | 1 |  | 5.5 | [8 empty] | 50cm和10cm,H-Plane Radius Bend及Twist 串接從Panel到轉桌前,單 Channel 數量需確認 | 5.5 |  | #DIVIDE BY ZERO |  | -5.5 | #DIVIDE BY ZERO | #UNPARSEABLE | #BLOCKED |  | -0.18333 | #DIVIDE BY ZERO
1-評估 |  |  |  |  | A223,PON | FM-C53 Waveguide tube -Frequency: 26.5 - 40GHz -Features: Straight Waveguide -Length: 10cm -Connector: WR-28 - WR-28 | [16 empty] | 4條串接成200cm (Panel to Feed H/V) |  |  | #DIVIDE BY ZERO |  | 0 | #DIVIDE BY ZERO | #UNPARSEABLE | #BLOCKED |  | 0 | #DIVIDE BY ZERO
[5 empty] | A223,PON | Straight Waveguide WR28-WR28-10cm 28WAL100Cu | B124-A-28WAL100Cu |  |  |  |  | 1 |  | 2.82 | [8 empty] | 50cm和10cm,H-Plane Radius Bend及Twist 串接從Panel到轉桌前,單 Channel 數量需確認 | 2.82 |  | #DIVIDE BY ZERO |  | -2.82 | #DIVIDE BY ZERO | #UNPARSEABLE | #BLOCKED |  | -0.094 | #DIVIDE BY ZERO
1-評估 |  |  |  |  | A223,PON | FM-C54 Bend Waveguide tube -Frequency: 26.5 - 40GHz -Features: 90degree H-plane radius bend waveguide -Length: R = 3cm -Connector: WR-28 - WR-28 | [16 empty] | 4條串接成200cm (Panel to Feed H/V) |  |  | #DIVIDE BY ZERO |  | 0 | #DIVIDE BY ZERO | #UNPARSEABLE | #BLOCKED |  | 0 | #DIVIDE BY ZERO
[5 empty] | A223,PON | 90deg. H-Plane Bend Waveguide WR28-WR28-3cm 28WHB303015Cu | B124-A-28WHB303015Cu |  |  |  |  | 1 |  | 3.75 | [8 empty] | 50cm和10cm,H-Plane Radius Bend及Twist 串接從Panel到轉桌前,單 Channel 數量需確認 | 3.75 |  | #DIVIDE BY ZERO |  | -3.75 | #DIVIDE BY ZERO | #UNPARSEABLE | #BLOCKED |  | -0.125 | #DIVIDE BY ZERO
1-評估 |  |  |  |  | A223,PON | FM-C55 Twist Waveguide tube -Frequency: 26.5 - 40GHz -Features: 90degree twist waveguide -Length:5.5cm -Connector: WR-28 - WR-28 | [16 empty] | 4條串接成200cm (Panel to Feed H/V) |  |  | #DIVIDE BY ZERO |  | 0 | #DIVIDE BY ZERO | #UNPARSEABLE | #BLOCKED |  | 0 | #DIVIDE BY ZERO
[5 empty] | A223,PON | Twist Waveguide WR28-WR28-10cm 28WTA55Cu | B124-A-28WTA55Cu |  |  |  |  | 1 |  | 4.7 | [8 empty] | 50cm和10cm,H-Plane Radius Bend及Twist 串接從Panel到轉桌前,單 Channel 數量需確認 | 4.7 |  | #DIVIDE BY ZERO |  | -4.7 | #DIVIDE BY ZERO | #UNPARSEABLE | #BLOCKED |  | -0.15667 | #DIVIDE BY ZERO
[5 empty] | A223,PON | WR-19 | A214.P52 | [18 empty] | #DIVIDE BY ZERO |  | 0 | #DIVIDE BY ZERO | #UNPARSEABLE | #BLOCKED |  | 0 | #DIVIDE BY ZERO
[5 empty] | A223,PON | WR-12 | A214.P53 | [18 empty] | #DIVIDE BY ZERO |  | 0 | #DIVIDE BY ZERO | #UNPARSEABLE | #BLOCKED |  | 0 | #DIVIDE BY ZERO
1-評估 |  |  |  |  | A223,PON | FM-C52 Waveguide adaptor -Frequency: 60 - 90GHz -Features: Waveguide to Coaxial -Length: 1.27cm -Connector: WR-12 - WR-12 | [16 empty] | 4條串接成200cm (Panel to Feed H/V) |  |  | #DIVIDE BY ZERO |  | 0 | #DIVIDE BY ZERO | #UNPARSEABLE | #BLOCKED |  | 0 | #DIVIDE BY ZERO
[5 empty] | A223,PON | Waveguide Bulkhead Adapter WR12-WR12-1.27cm SWW-1205-SB | B124-S-SWW-1205-SB |  |  |  |  | 1 |  | 9.6 | [8 empty] | 50cm和10cm,H-Plane Radius Bend及Twist 串接從Panel到轉桌前,單 Channel 數量需確認 | 9.6 |  | #DIVIDE BY ZERO |  | -9.6 | #DIVIDE BY ZERO | #UNPARSEABLE | #BLOCKED |  | -0.32 | #DIVIDE BY ZERO
3-量產 |  |  |  |  | A212.X | FM-C6 Filters | A214.P6 |  | 硬體成本10% | [28 empty] | #DIVIDE BY ZERO | #DIVIDE BY ZERO
[5 empty] | A223,PON | Filter sets | A214.P61 | [18 empty] | #DIVIDE BY ZERO |  | 0 | #DIVIDE BY ZERO | #UNPARSEABLE | #BLOCKED |  | 0 | #DIVIDE BY ZERO
2-開發 |  |  |  |  | A212.X | FM-C6 BT/ Wi-Fi RSE Filter set -Frequency: 2 - 18GHz | [31 empty] | #DIVIDE BY ZERO | #DIVIDE BY ZERO
1-評估 | 1 | 1 |  |  | A2 | SB-Switching box | A218 |  | 模組 |  |  | 1 |  |  | 100000 |  |  |  | 0 | 式
0-未開 |  |  |  |  | A31 | Maxwell OTA Software package | A318
1-評估 |  |  |  |  | A212.X | Passive function -2D/3D Antenna measurement -Test result: Antenna efficiency, gain pattern, peak gain -Instrument: Consistent with the quotation -One license permits one model of network analyzer | A318.X111 | [15 empty] | M-Class-0.8m | [14 empty] | #DIVIDE BY ZERO | #DIVIDE BY ZERO
1-評估 |  |  |  |  | A212.X | MW4 Maxwell OTA Passive Advanced Software -Axial ratio, ECC calculation -Instrument: Consistent with the quotation -One license permits one model of network analyzer | A318.X112 | [15 empty] | M-Class-0.8m | [14 empty] | #DIVIDE BY ZERO | #DIVIDE BY ZERO
1-評估 |  |  |  |  | A212.X | MW4 Maxwell OTA 2G Cellular Software -TRP/ TIS measurement -GSM -Instrument: Consistent with the quotation -One license permits one model of communication tester | A318.X113 | [15 empty] | M-Class-0.8m | [14 empty] | #DIVIDE BY ZERO | #DIVIDE BY ZERO
[5 empty] | A212.X | MW4 Maxwell OTA 2G CDMA Software -TRP/ TIS measurement -CDMA -Instrument: Consistent with the quotation -One license permits one model of communication tester | [31 empty] | #DIVIDE BY ZERO | #DIVIDE BY ZERO
1-評估 |  |  |  |  | A212.X | MW4 Maxwell OTA 3G Cellular Software -TRP/ TIS measurement -WCDMA -Instrument: Consistent with the quotation -One license permits one model of communication tester | A318.X114 | [15 empty] | M-Class-0.8m | [14 empty] | #DIVIDE BY ZERO | #DIVIDE BY ZERO
[5 empty] | A212.X | MW4 Maxwell OTA 3G TD-SCDMA Software -TRP/ TIS measurement -TD-SCDMA -Instrument: Consistent with the quotation -One license permits one model of communication tester | [31 empty] | #DIVIDE BY ZERO | #DIVIDE BY ZERO
1-評估 |  |  |  |  | A212.X | MW4 Maxwell OTA 4G Cellular Software -TRP/ TIS measurement -TDD-LTE/ FDD-LTE -Instrument: Consistent with the quotation -One license permits one model of communication tester | A318.X115 | [15 empty] | M-Class-0.8m | [14 empty] | #DIVIDE BY ZERO | #DIVIDE BY ZERO
[5 empty] | A212.X | MW4 Maxwell OTA Cellular Data Mode Software -TRP/ TIS measurement -GPRS/ EDGE/ 1xEV-DO/ HSDPA -Instrument: Consistent with the quotation -One license permits one model of communication tester | [31 empty] | #DIVIDE BY ZERO | #DIVIDE BY ZERO
[5 empty] | A212.X | MW4 Maxwell OTA BT Software -TRP/ TIS measurement -Bluetooth OTA -Burst type: Bluetooth Basic Rate/ Enhanced Data Rate/ Low Energy -Instrument: Consistent with the quotation -One license permits one model of communication tester | [31 empty] | #DIVIDE BY ZERO | #DIVIDE BY ZERO
[5 empty] | A212.X | MW4 Maxwell OTA Wi-Fi Software -TRP/ TIS measurement -Wi-Fi OTA -Standard: IEEE 802.11a/ b/ g/ n/ ac/ ax -Instrument: Consistent with the quotation -One license permits one model of communication tester | [31 empty] | #DIVIDE BY ZERO | #DIVIDE BY ZERO
[5 empty] | A212.X | MW4 Maxwell OTA Cellular Advanced NB-IoT Software -TRP/ TIS measurement -NB-IoT -Instrument: Consistent with the quotation -One license permits one model of communication tester | [31 empty] | #DIVIDE BY ZERO | #DIVIDE BY ZERO
[5 empty] | A212.X | MW4 Maxwell OTA Cellular Advanced LTE-M Software -TRP/ TIS measurement -LTE-M -Instrument: Consistent with the quotation -One license permits one model of communication tester | [31 empty] | #DIVIDE BY ZERO | #DIVIDE BY ZERO
[5 empty] | A212.X | MW4 Maxwell OTA LTE SISO Carrier Aggregation Software -LTE CA 2 downlink carriers, 1 uplink carrier TRP measurements -LTE CA 3 downlink carriers, 1 uplink carrier TRP measurements -LTE CA 2 downlink carriers, 1 uplink carrier TIS measurements -LTE CA 3 downlink carriers, 1 uplink carrier TIS measurements -Instrument: Consistent with the quotation -One license permits one model of communication tester | [31 empty] | #DIVIDE BY ZERO | #DIVIDE BY ZERO
2-開發 |  |  |  |  | A212.X | MW5 Maxwell OTA 5GNR FR1 Software -TRP/ TIS measurement -5GNR FR1 -Instrument: Consistent with the quotation -One license permits one model of equipment | A318.X121 | [15 empty] | M-Class-0.8m | [14 empty] | #DIVIDE BY ZERO | #DIVIDE BY ZERO
2-開發 |  |  |  |  | A212.X | MW5 Maxwell OTA 5GNR FR1 TP Software -Throughput measurement -5GNR FR1 -Instrument: Consistent with the quotation -One license permits one model of equipment | A318.X122 | [15 empty] | M-Class-0.8m | [14 empty] | #DIVIDE BY ZERO | #DIVIDE BY ZERO
1-評估 |  |  |  |  | #UNPARSEABLE | MWE Maxwell RSE Software -Radiated Spurious Emission Function -Instrument: Consistent with the quotation -One license permits one model of equipment | A353.E151
1-評估 |  |  |  |  | A212.X | Cellular function upgrade -Add new developed modulation for TRP/ TIS test -Instrument: Consistent with the quotation -One license permits one model of equipment | A318.X181 | [15 empty] | M-Class-0.8m | [14 empty] | #DIVIDE BY ZERO | #DIVIDE BY ZERO
1-評估 |  |  |  |  | #UNPARSEABLE | MWT Maxwell Throughput Software -Wi-Fi Throughput software upgraded -Base on IxChariot -IxChariot application program and license are excluded | A331.W211 | [5 empty] | 150
1-評估 |  |  |  |  | #UNPARSEABLE | MWT Maxwell Throughput Software -Wi-Fi Throughput software upgraded -Base on iPerf -iPerf appliction and license are excluded | A331.W213 | [5 empty] | 150
2-開發 | [5 empty] | MWT Maxwell Throughput Software -Measurement base on IxChariot -IxChariot application program and license are excluded
2-開發 | [5 empty] | MWT Maxwell Throughput Software -Measurement base on iPerf -iPerf appliction and license are excluded
1-評估 |  |  |  |  | #UNPARSEABLE | MWM Maxwell MIMO OTA Software -LTE MIMO -Power VS Throughput -SNR VS Throughput | A331.M111 | [5 empty] | 150
3-量產 |  | 10 | F |  | #UNPARSEABLE | OTAP Acceptance | A411.V | 3 | [17 empty] | #DIVIDE BY ZERO |  | 0 | #DIVIDE BY ZERO | #UNPARSEABLE | #BLOCKED |  | 0 | #DIVIDE BY ZERO | 0 | 0 | 0 | #DIVIDE BY ZERO | #DIVIDE BY ZERO
3-量產 |  | 3 | R |  | A116.V | Hardware item check | A411.V1 |  | by Measurement Antenna | [16 empty] | #DIVIDE BY ZERO |  | 0 | #DIVIDE BY ZERO | #UNPARSEABLE | #BLOCKED |  | 0 | #DIVIDE BY ZERO | 0 | 0 | 0 | #DIVIDE BY ZERO | #DIVIDE BY ZERO
1-評估 |  | 1 |  |  | #UNPARSEABLE | Hardware Item Check -Anechoic Chamber -RF Measurement -Positioner and control | A141.V111 | [6 empty] | 2 | [8 empty] | M3 | 2 |  | #DIVIDE BY ZERO |  | -2 | #DIVIDE BY ZERO | #UNPARSEABLE | #BLOCKED |  | -0.066667 | #DIVIDE BY ZERO | 0 | 0 | 0 | #DIVIDE BY ZERO | #DIVIDE BY ZERO
|  | 0 |  |  | A116.V11 | 校驗測試費用, /小時 | B627-A-AcceptanceFee |  |  |  |  | 2 |  | 2 | [9 empty] | 2 |  | #DIVIDE BY ZERO |  | -2 | #DIVIDE BY ZERO | #UNPARSEABLE | #BLOCKED |  | -0.066667 | #DIVIDE BY ZERO | 0 | 0 | 0 | #DIVIDE BY ZERO | #DIVIDE BY ZERO
2-開發 |  | 0 |  |  | #UNPARSEABLE | Hardware Item Check -Anechoic Chamber -RF Measurement | A141.V111 | [6 empty] | 0 | [8 empty] | M3 | 0 |  | #DIVIDE BY ZERO |  | 0 | #DIVIDE BY ZERO | #UNPARSEABLE | #BLOCKED |  | 0 | #DIVIDE BY ZERO | 0 | 0 | 0 | #DIVIDE BY ZERO | #DIVIDE BY ZERO
1-評估 |  | 1 |  |  | #UNPARSEABLE | Hardware Item Check -Install completed -Function check | A141.V112 | [6 empty] | 2 | [8 empty] | M3 | 2 |  | #DIVIDE BY ZERO |  | -2 | #DIVIDE BY ZERO | #UNPARSEABLE | #BLOCKED |  | -0.066667 | #DIVIDE BY ZERO | 0 | 0 | 0 | #DIVIDE BY ZERO | #DIVIDE BY ZERO
|  | 0 |  |  | A116.V11 | 校驗測試費用, /小時 | B627-A-AcceptanceFee |  |  |  |  | 2 |  | 2 | [9 empty] | 2 |  | #DIVIDE BY ZERO |  | -2 | #DIVIDE BY ZERO | #UNPARSEABLE | #BLOCKED |  | -0.066667 | #DIVIDE BY ZERO | 0 | 0 | 0 | #DIVIDE BY ZERO | #DIVIDE BY ZERO
3-量產 |  | 10 | R |  | A116.V | Shielding effective | A411.V2 |  | by Measurement Antenna | [16 empty] | #DIVIDE BY ZERO |  | 0 | #DIVIDE BY ZERO | #UNPARSEABLE | #BLOCKED |  | 0 | #DIVIDE BY ZERO | 0 | 0 | 0 | #DIVIDE BY ZERO | #DIVIDE BY ZERO
2-開發 |  | 2 | A |  | A116.V11 | Shielding Effective Testing (3rd party) 0.03 - 18 GHz -Frequency: 0.03 - 18 GHz -Isolation requirement: >100 dB -Test Frequency: 0.03 / 0.7 / 2.4 / 5.5 / 12 / 18 GHz -To operate the testing by 3rd party -According EN50147-1 standard | A411.V211 | [6 empty] | 85 | [8 empty] | M3 | 85 |  | #DIVIDE BY ZERO |  | -85 | #DIVIDE BY ZERO | #UNPARSEABLE | #BLOCKED |  | -2.8333 | #DIVIDE BY ZERO | 0 | 0 | 0 | #DIVIDE BY ZERO | #DIVIDE BY ZERO
|  | 0 |  |  | A116.V11 | 隔離度第三方測試費用 | B611-I-SE |  |  |  |  | 1 |  | 77 | [9 empty] | 77 |  | #DIVIDE BY ZERO |  | -77 | #DIVIDE BY ZERO | #UNPARSEABLE | #BLOCKED |  | -2.5667 | #DIVIDE BY ZERO | 0 | 0 | 0 | #DIVIDE BY ZERO | #DIVIDE BY ZERO
|  | 0 |  |  | A116.V11 | 校驗測試費用, /小時 | B627-A-AcceptanceFee |  |  |  |  | 8 |  | 8 | [9 empty] | 8 |  | #DIVIDE BY ZERO |  | -8 | #DIVIDE BY ZERO | #UNPARSEABLE | #BLOCKED |  | -0.26667 | #DIVIDE BY ZERO | 0 | 0 | 0 | #DIVIDE BY ZERO | #DIVIDE BY ZERO
2-開發 |  | 1 | A |  | A116.V11 | Shielding Effective Testing 0.45 - 18 GHz -Frequency: 0.45 - 18 GHz -Isolation requirement: >100 dB -Test Frequency: 0.45 / 2.4 / 5.5 / 8 / 12 / 18 GHz -Operate the testing by Atenlab -Refer EN50147-1 standard | A411.V213 | [6 empty] | 8 | [8 empty] | M3 | 8 |  | #DIVIDE BY ZERO |  | -8 | #DIVIDE BY ZERO | #UNPARSEABLE | #BLOCKED |  | -0.26667 | #DIVIDE BY ZERO | 0 | 0 | 0 | #DIVIDE BY ZERO | #DIVIDE BY ZERO
|  | 0 |  |  | A116.V11 | 校驗測試費用, /小時 | B627-A-AcceptanceFee |  |  |  |  | 8 |  | 8 | [9 empty] | 8 |  | #DIVIDE BY ZERO |  | -8 | #DIVIDE BY ZERO | #UNPARSEABLE | #BLOCKED |  | -0.26667 | #DIVIDE BY ZERO | 0 | 0 | 0 | #DIVIDE BY ZERO | #DIVIDE BY ZERO
2-開發 |  | 1 | A |  | A116.V11 | Shielding Effective Testing 0.7 - 18 GHz -Isolation requirement: 0.7 - 18 GHz >100 dB -Test Frequency: 0.7 / 2.4 / 5.5 / 8 / 12 / 18 GHz -Operate the testing by Atenlab -Refer EN50147-1 standard | A411.V215 | [6 empty] | 8 | [8 empty] | M3 | 8 |  | #DIVIDE BY ZERO |  | -8 | #DIVIDE BY ZERO | #UNPARSEABLE | #BLOCKED |  | -0.26667 | #DIVIDE BY ZERO | 0 | 0 | 0 | #DIVIDE BY ZERO | #DIVIDE BY ZERO
|  | 0 |  |  | A116.V11 | 校驗測試費用, /小時 | B627 |  |  |  |  | 8 |  | 8 | [9 empty] | 8 |  | #DIVIDE BY ZERO |  | -8 | #DIVIDE BY ZERO | #UNPARSEABLE | #BLOCKED |  | -0.26667 | #DIVIDE BY ZERO | 0 | 0 | 0 | #DIVIDE BY ZERO | #DIVIDE BY ZERO
2-開發 |  | 1 | A |  | A116.V11 | Shielding Effective Testing -Isolation requirement: 0.7 - 18 GHz >100 dB -Test Frequency: 0.7 / 2.4 / 5.5 / 8 / 12 / 18 GHz -Operate the testing by Atenlab in factory -Refer EN50147-1 standard | A411.V221 | [6 empty] | 8 | [9 empty] | 8 |  | #DIVIDE BY ZERO |  | -8 | #DIVIDE BY ZERO | #UNPARSEABLE | #BLOCKED |  | -0.26667 | #DIVIDE BY ZERO | 0 | 0 | 0 | #DIVIDE BY ZERO | #DIVIDE BY ZERO
|  | 0 |  |  | A116.V11 | 校驗測試費用, /小時 | B627-A-AcceptanceFee |  |  |  |  | 8 |  | 8 | [9 empty] | 8 |  | #DIVIDE BY ZERO |  | -8 | #DIVIDE BY ZERO | #UNPARSEABLE | #BLOCKED |  | -0.26667 | #DIVIDE BY ZERO | 0 | 0 | 0 | #DIVIDE BY ZERO | #DIVIDE BY ZERO
2-開發 |  | 2 | A |  | A116.V11 | Shielding Effective Testing (3rd party) 0.03 - 50 GHz -Isolation requirement: 0.03 - 50GHz > 100dB -Test Frequency: 0.03 / 0.7 / 2.4 / 5.5 / 12 / 18 / 28 / 33 / 50 GHz -To operate the testing by 3rd party -According EN50147-1 standard | A411.V231 | [6 empty] | 156 | [9 empty] | 156 |  | #DIVIDE BY ZERO |  | -156 | #DIVIDE BY ZERO | #UNPARSEABLE | #BLOCKED |  | -5.2 | #DIVIDE BY ZERO | 0 | 0 | 0 | #DIVIDE BY ZERO | #DIVIDE BY ZERO
|  | 0 |  |  | A116.V11 | 隔離度第三方測試費用 | B611-I-20241 |  |  |  |  | 1 |  | 148 | [9 empty] | 148 |  | #DIVIDE BY ZERO |  | -148 | #DIVIDE BY ZERO | #UNPARSEABLE | #BLOCKED |  | -4.9333 | #DIVIDE BY ZERO | 0 | 0 | 0 | #DIVIDE BY ZERO | #DIVIDE BY ZERO
|  | 0 |  |  | A116.V11 | 校驗測試費用, /小時 | B627-A-AcceptanceFee |  |  |  |  | 8 |  | 8 | [9 empty] | 8 |  | #DIVIDE BY ZERO |  | -8 | #DIVIDE BY ZERO | #UNPARSEABLE | #BLOCKED |  | -0.26667 | #DIVIDE BY ZERO | 0 | 0 | 0 | #DIVIDE BY ZERO | #DIVIDE BY ZERO
1-評估 |  | 2 | A |  | A116.V11 | Shielding Effective Testing -Frequency: 18 - 40 GHz -Isolation requirement: 18GHz > 100dB, 18 - 40GHz > 80dB -Isolation requirement: >100dB -Test Frequency: 18 / 28 / 33 / 38/ 40 GHz -To operate the testing by 3rd party -According EN50147-1 standard | A411.V233 | [6 empty] | 156 | [9 empty] | 156 |  | #DIVIDE BY ZERO |  | -156 | #DIVIDE BY ZERO | #UNPARSEABLE | #BLOCKED |  | -5.2 | #DIVIDE BY ZERO | 0 | 0 | 0 | #DIVIDE BY ZERO | #DIVIDE BY ZERO
|  | 0 |  |  | A116.V11 | 隔離度第三方測試費用 | B611-I-20241 |  |  |  |  | 1 |  | 148 | [9 empty] | 148 |  | #DIVIDE BY ZERO |  | -148 | #DIVIDE BY ZERO | #UNPARSEABLE | #BLOCKED |  | -4.9333 | #DIVIDE BY ZERO | 0 | 0 | 0 | #DIVIDE BY ZERO | #DIVIDE BY ZERO
|  | 0 |  |  | A116.V11 | 校驗測試費用, /小時 | B627-A-AcceptanceFee |  |  |  |  | 8 |  | 8 | [9 empty] | 8 |  | #DIVIDE BY ZERO |  | -8 | #DIVIDE BY ZERO | #UNPARSEABLE | #BLOCKED |  | -0.26667 | #DIVIDE BY ZERO | 0 | 0 | 0 | #DIVIDE BY ZERO | #DIVIDE BY ZERO
2-開發 |  | 2 |  |  | A116.V11 | Shielding Effective Testing (Oversea) 0.7 - 18 GHz -Isolation requirement: 0.7 - 18 GHz >100 dB -Test Frequency: 0.7 / 2.4 / 5.5 / 8 / 12 / 18 GHz -To operate the testing by 3rd party, the buyer will survey vendor and pay testing fee for shielding effective test. -Refer EN50147-1 standard | A411.V251 | [6 empty] | 108 | [9 empty] | 108 |  | #DIVIDE BY ZERO |  | -108 | #DIVIDE BY ZERO | #UNPARSEABLE | #BLOCKED |  | -3.6 | #DIVIDE BY ZERO | 0 | 0 | 0 | #DIVIDE BY ZERO | #DIVIDE BY ZERO
|  | 0 |  |  | A116.V11 | 隔離度第三方測試費用 | B611-R-SE |  |  |  |  | 1 |  | 100 | [9 empty] | 100 |  | #DIVIDE BY ZERO |  | -100 | #DIVIDE BY ZERO | #UNPARSEABLE | #BLOCKED |  | -3.3333 | #DIVIDE BY ZERO | 0 | 0 | 0 | #DIVIDE BY ZERO | #DIVIDE BY ZERO
|  | 0 |  |  | A116.V11 | 校驗測試費用, /小時 | B627-A-AcceptanceFee |  |  |  |  | 8 |  | 8 | [9 empty] | 8 |  | #DIVIDE BY ZERO |  | -8 | #DIVIDE BY ZERO | #UNPARSEABLE | #BLOCKED |  | -0.26667 | #DIVIDE BY ZERO | 0 | 0 | 0 | #DIVIDE BY ZERO | #DIVIDE BY ZERO
1-評估 |  | 2 |  |  | A116.V11 | Shielding Effective Testing (Oversea) 0.45 - 18 GHz -Frequency: 0.45 - 18 GHz -Isolation requirement: >100 dB -Test Frequency: 0.45 / 2.4 / 5.5 / 8 / 12 / 18 GHz -To operate the testing by 3rd party, the buyer will survey vendor and pay testing fee for shielding effective test. -Refer EN50147-1 standard | A411.V253 | [6 empty] | 85 | [9 empty] | 85 |  | #DIVIDE BY ZERO |  | -85 | #DIVIDE BY ZERO | #UNPARSEABLE | #BLOCKED |  | -2.8333 | #DIVIDE BY ZERO | 0 | 0 | 0 | #DIVIDE BY ZERO | #DIVIDE BY ZERO
|  | 0 |  |  | A116.V11 | 隔離度第三方測試費用 | B611-I-SE |  |  |  |  | 1 |  | 77 | [9 empty] | 77 |  | #DIVIDE BY ZERO |  | -77 | #DIVIDE BY ZERO | #UNPARSEABLE | #BLOCKED |  | -2.5667 | #DIVIDE BY ZERO | 0 | 0 | 0 | #DIVIDE BY ZERO | #DIVIDE BY ZERO
|  | 0 |  |  | A116.V11 | 校驗測試費用, /小時 | B627-A-AcceptanceFee |  |  |  |  | 8 |  | 8 | [9 empty] | 8 |  | #DIVIDE BY ZERO |  | -8 | #DIVIDE BY ZERO | #UNPARSEABLE | #BLOCKED |  | -0.26667 | #DIVIDE BY ZERO | 0 | 0 | 0 | #DIVIDE BY ZERO | #DIVIDE BY ZERO
1-評估 |  | 1 | A |  | A116.V11 | Shielding Effective Testing -Frequency: 0.45 - 18 GHz -Isolation requirement: Not guaranteed -Test Frequency: 0.45 / 2.4 / 5.5 / 8.0 / 12.0 / 18.0 GHz -Operate the testing by Atenlab -Refer EN50147-1 standard | A411.V271 | [6 empty] | 4 | [8 empty] | M3 | 4 |  | #DIVIDE BY ZERO |  | -4 | #DIVIDE BY ZERO | #UNPARSEABLE | #BLOCKED |  | -0.13333 | #DIVIDE BY ZERO | 0 | 0 | 0 | #DIVIDE BY ZERO | #DIVIDE BY ZERO
|  | 0 |  |  | A116.V11 | 校驗測試費用, /小時 | B627-A-AcceptanceFee |  |  |  |  | 4 |  | 4 | [9 empty] | 4 |  | #DIVIDE BY ZERO |  | -4 | #DIVIDE BY ZERO | #UNPARSEABLE | #BLOCKED |  | -0.13333 | #DIVIDE BY ZERO | 0 | 0 | 0 | #DIVIDE BY ZERO | #DIVIDE BY ZERO
1-評估 |  | 1 | A |  | A116.V11 | Shielding Effective Testing -Frequency: 0.45 - 18 GHz -Isolation requirement: Batter than before -Test Frequency: 0.45 / 2.4 / 5.5 / 8.0 / 12.0 / 18.0 GHz -Operate the testing by Atenlab -Refer EN50147-1 standard | A411.V272 | [6 empty] | 8 | [8 empty] | M3 | 8 |  | #DIVIDE BY ZERO |  | -8 | #DIVIDE BY ZERO | #UNPARSEABLE | #BLOCKED |  | -0.26667 | #DIVIDE BY ZERO | 0 | 0 | 0 | #DIVIDE BY ZERO | #DIVIDE BY ZERO
|  | 0 |  |  | A116.V11 | 校驗測試費用, /小時 | B627-A-AcceptanceFee |  |  |  |  | 8 |  | 8 | [9 empty] | 8 |  | #DIVIDE BY ZERO |  | -8 | #DIVIDE BY ZERO | #UNPARSEABLE | #BLOCKED |  | -0.26667 | #DIVIDE BY ZERO | 0 | 0 | 0 | #DIVIDE BY ZERO | #DIVIDE BY ZERO
3-量產 |  | 9 | R |  | A116.V | Path Loss Calibration | A411.V31 |  | by Measurement Antenna | [16 empty] | #DIVIDE BY ZERO |  | 0 | #DIVIDE BY ZERO | #UNPARSEABLE | #BLOCKED |  | 0 | #DIVIDE BY ZERO | 0 | 0 | 0 | #DIVIDE BY ZERO | #DIVIDE BY ZERO
1-評估 |  | 1 | A |  | A116.V21 | Path Loss Calibration -Passive path: 0.68 - 8 GHz -Calibration antenna: Horn antenna -According CTIA standard for range loss calibration | A411.V311 | [5 empty] | 10 | 4 | [8 empty] | M3 | 4 | 10 | 100% |  | -4 | #DIVIDE BY ZERO | #UNPARSEABLE | #BLOCKED |  | -0.13333 | #DIVIDE BY ZERO | 0 | 0 | 0 | #DIVIDE BY ZERO | #DIVIDE BY ZERO
|  | 0 |  |  |  | 校驗測試費用, /小時 | B627-A-AcceptanceFee |  |  |  |  | 4 |  | 4 | [9 empty] | 4 |  | #DIVIDE BY ZERO |  | -4 | #DIVIDE BY ZERO | #UNPARSEABLE | #BLOCKED |  | -0.13333 | #DIVIDE BY ZERO | 0 | 0 | 0 | #DIVIDE BY ZERO | #DIVIDE BY ZERO
1-評估 |  | 1 | A |  | A116.V21 | Path Loss Calibration 2G/ 3G/ 4G Cellular/ Cellular Data Mode/ Cellular Advanced -Cellular path: 0.68 - 6 GHz -Calibration antenna: Horn antenna -According CTIA standard for range loss calibration | A411.V313 | [5 empty] | 10 | 4 | [8 empty] | M3 | 4 | 10 | 100% |  | -4 | #DIVIDE BY ZERO | #UNPARSEABLE | #BLOCKED |  | -0.13333 | #DIVIDE BY ZERO | 0 | 0 | 0 | #DIVIDE BY ZERO | #DIVIDE BY ZERO
|  | 0 |  |  |  | 校驗測試費用, /小時 | B627-A-AcceptanceFee |  |  |  |  | 4 |  | 4 | [9 empty] | 4 |  | #DIVIDE BY ZERO |  | -4 | #DIVIDE BY ZERO | #UNPARSEABLE | #BLOCKED |  | -0.13333 | #DIVIDE BY ZERO | 0 | 0 | 0 | #DIVIDE BY ZERO | #DIVIDE BY ZERO
1-評估 |  | 1 | A |  | A116.V21 | Path Loss Calibration BT -BT OTA path: 2.4 - 2.5 GHz -Calibration antenna: Horn antenna -According CTIA standard for range loss calibration | A411.V315 | [5 empty] | 10 | 4 | [8 empty] | M3 | 4 | 10 | 100% |  | -4 | #DIVIDE BY ZERO | #UNPARSEABLE | #BLOCKED |  | -0.13333 | #DIVIDE BY ZERO | 0 | 0 | 0 | #DIVIDE BY ZERO | #DIVIDE BY ZERO
|  | 0 |  |  |  | 校驗測試費用, /小時 | B627-A-AcceptanceFee |  |  |  |  | 4 |  | 4 | [9 empty] | 4 |  | #DIVIDE BY ZERO |  | -4 | #DIVIDE BY ZERO | #UNPARSEABLE | #BLOCKED |  | -0.13333 | #DIVIDE BY ZERO | 0 | 0 | 0 | #DIVIDE BY ZERO | #DIVIDE BY ZERO
1-評估 |  | 1 | A |  | A116.V21 | Path Loss Calibration Wi-Fi -Wi-Fi OTA path: 2.4 - 2.5 GHz / 5.0 - 7.125 GHz -Calibration antenna: Horn antenna -According CTIA standard for range loss calibration | A411.V317 | [5 empty] | 10 | 4 | [8 empty] | M3 | 4 | 10 | 100% |  | -4 | #DIVIDE BY ZERO | #UNPARSEABLE | #BLOCKED |  | -0.13333 | #DIVIDE BY ZERO | 0 | 0 | 0 | #DIVIDE BY ZERO | #DIVIDE BY ZERO
|  | 0 |  |  |  | 校驗測試費用, /小時 | B627-A-AcceptanceFee |  |  |  |  | 4 |  | 4 | [9 empty] | 4 |  | #DIVIDE BY ZERO |  | -4 | #DIVIDE BY ZERO | #UNPARSEABLE | #BLOCKED |  | -0.13333 | #DIVIDE BY ZERO | 0 | 0 | 0 | #DIVIDE BY ZERO | #DIVIDE BY ZERO
0-未開 |  | 0 | A |  | A116.V21 | Path Loss Calibration -Passive path: 0.68 - 6 GHz (will be omitted if it is not available) -Cellular path: 0.68 - 6 GHz (will be omitted if it is not available) -BT/Wi-Fi OTA path: 2.4 - 2.5 GHz / 5.0 - 7.125 GHz (will be omitted if it is not available) -Wi-Fi Throughput path: 2.4 - 2.5 GHz / 5.0 - 7.125 GHz (will be omitted if it is not available) -Calibration antenna: Horn antenna -According CTIA standard for range loss calibration | [6 empty] | 10 | 0 | [8 empty] | 舊案子可能會需要 | 0 | 10 | 100% |  | 0 | #DIVIDE BY ZERO | #UNPARSEABLE | #BLOCKED |  | 0 | #DIVIDE BY ZERO | 0 | 0 | 0 | #DIVIDE BY ZERO | #DIVIDE BY ZERO
0-未開 |  | 0 | A |  | A116.V21 | Path Loss Calibration -Passive path: 0.45 - 6 GHz (will be omitted if it is not available) -Cellular path: 0.45 - 6 GHz (will be omitted if it is not available) -BT/Wi-Fi OTA path: 2.4 - 2.5 GHz / 5.0 - 7.125 GHz (will be omitted if it is not available) -Wi-Fi Throughput path: 2.4 - 2.5 GHz / 5.0 - 7.125 GHz (will be omitted if it is not available) -Calibration antenna: Horn antenna -According CTIA standard for range loss calibration | [6 empty] | 10 | 0 | [8 empty] | 舊案子可能會需要 | 0 | 10 | 100% |  | 0 | #DIVIDE BY ZERO | #UNPARSEABLE | #BLOCKED |  | 0 | #DIVIDE BY ZERO | 0 | 0 | 0 | #DIVIDE BY ZERO | #DIVIDE BY ZERO
1-評估 |  | 1 | A |  | A116.V21 | Path Loss Calibration 5GNR FR1 -5GNR FR1 path: 0.68 - 6 GHz -Calibration antenna: Horn antenna -According CTIA standard for range loss calibration | A411.V31A | [5 empty] | 10 | 4 | [8 empty] | M3 | 4 | 10 | 100% |  | -4 | #DIVIDE BY ZERO | #UNPARSEABLE | #BLOCKED |  | -0.13333 | #DIVIDE BY ZERO | 0 | 0 | 0 | #DIVIDE BY ZERO | #DIVIDE BY ZERO
|  | 0 |  |  |  | 校驗測試費用, /小時 | B627-A-AcceptanceFee |  |  |  |  | 4 |  | 4 | [9 empty] | 4 |  | #DIVIDE BY ZERO |  | -4 | #DIVIDE BY ZERO | #UNPARSEABLE | #BLOCKED |  | -0.13333 | #DIVIDE BY ZERO | 0 | 0 | 0 | #DIVIDE BY ZERO | #DIVIDE BY ZERO
1-評估 |  | 1 |  |  | #UNPARSEABLE | Path Loss Calibration Wi-Fi Throughput -Wi-Fi Throughput path: 2.4 - 2.5 GHz / 5.0 - 7.125 GHz -Calibration antenna: Horn antenna -According CTIA standard for range loss calibration | A431.V310 |  | 21134光寶 |  |  |  |  | 6 | [9 empty] | 6 |  | #DIVIDE BY ZERO |  | -6 | #DIVIDE BY ZERO | #UNPARSEABLE | #BLOCKED |  | -0.2 | #DIVIDE BY ZERO | 0 | 0 | 0 | #DIVIDE BY ZERO | #DIVIDE BY ZERO
|  | 0 |  |  |  | 校驗測試費用, /小時 | B627 |  |  |  |  | 6 |  | 6 | [9 empty] | 6 |  | #DIVIDE BY ZERO |  | -6 | #DIVIDE BY ZERO | #UNPARSEABLE | #BLOCKED |  | -0.2 | #DIVIDE BY ZERO | 0 | 0 | 0 | #DIVIDE BY ZERO | #DIVIDE BY ZERO
1-評估 |  | 4 |  |  | #UNPARSEABLE | Path Loss Calibration -LTE CA path: 0.68 - 6 GHz, according to the dipole antenna frequency -Calibration antenna: Sleeve dipole antenna -According CTIA standard for range loss calibration | A431.V310 |  | 21134光寶 |  |  |  |  | 32 | [9 empty] | 32 |  | #DIVIDE BY ZERO |  | -32 | #DIVIDE BY ZERO | #UNPARSEABLE | #BLOCKED |  | -1.0667 | #DIVIDE BY ZERO | 0 | 0 | 0 | #DIVIDE BY ZERO | #DIVIDE BY ZERO
|  | 0 |  |  |  | 校驗測試費用, /小時 | B627 |  |  |  |  | 32 |  | 32 | [9 empty] | 32 |  | #DIVIDE BY ZERO |  | -32 | #DIVIDE BY ZERO | #UNPARSEABLE | #BLOCKED |  | -1.0667 | #DIVIDE BY ZERO | 0 | 0 | 0 | #DIVIDE BY ZERO | #DIVIDE BY ZERO
3-量產 |  | 1 | R |  | A116.V | Path Loss Calibration additional | A411.V32 |  | by Measurement Antenna | [16 empty] | #DIVIDE BY ZERO |  | 0 | #DIVIDE BY ZERO | #UNPARSEABLE | #BLOCKED |  | 0 | #DIVIDE BY ZERO | 0 | 0 | 0 | #DIVIDE BY ZERO | #DIVIDE BY ZERO
1-評估 |  | 0 | A |  | A116.V21 | Path Loss Calibration 6 - 13 (18) GHz -Passive path: 6 - 13 (18) GHz -Calibration antenna: Horn antenna -According CTIA standard for range loss calibration | A411.V321 | [5 empty] | 10 | 0 | [8 empty] | M3 | 0 | 10 | 100% |  | 0 | #DIVIDE BY ZERO | #UNPARSEABLE | #BLOCKED |  | 0 | #DIVIDE BY ZERO | 0 | 0 | 0 | #DIVIDE BY ZERO | #DIVIDE BY ZERO
3-量產 |  | 1 | R |  | A116.V | Path Loss Calibration additional | A411.V32 |  | by Measurement Antenna | [16 empty] | #DIVIDE BY ZERO |  | 0 | #DIVIDE BY ZERO | #UNPARSEABLE | #BLOCKED |  | 0 | #DIVIDE BY ZERO | 0 | 0 | 0 | #DIVIDE BY ZERO | #DIVIDE BY ZERO
1-評估 |  | 0 | A |  | A116.V21 | Path Loss Calibration 6 - 13 (18) GHz -Passive path: 6 - 13 (18) GHz -Calibration antenna: Horn antenna -According CTIA standard for range loss calibration | A411.V321 | [5 empty] | 10 | 0 | [8 empty] | M3 | 0 | 10 | 100% |  | 0 | #DIVIDE BY ZERO | #UNPARSEABLE | #BLOCKED |  | 0 | #DIVIDE BY ZERO | 0 | 0 | 0 | #DIVIDE BY ZERO | #DIVIDE BY ZERO
3-量產 |  | 2 | R |  | A116.V | Path Loss Calibration Frequency extend | A411.V22 |  | by Measurement Antenna | [16 empty] | #DIVIDE BY ZERO |  | 0 | #DIVIDE BY ZERO | #UNPARSEABLE | #BLOCKED |  | 0 | #DIVIDE BY ZERO | 0 | 0 | 0 | #DIVIDE BY ZERO | #DIVIDE BY ZERO
1-評估 |  | 0 | A |  | A116.V21 | Path Loss Calibration 6 - 13 (18) GHz -Passive path: 6 - 13 (18) GHz -Calibration antenna: Horn antenna -According CTIA standard for range loss calibration | A411.V321 | [5 empty] | 10 | 0 | [8 empty] | M3 | 0 | 10 | 100% |  | 0 | #DIVIDE BY ZERO | #UNPARSEABLE | #BLOCKED |  | 0 | #DIVIDE BY ZERO | 0 | 0 | 0 | #DIVIDE BY ZERO | #DIVIDE BY ZERO
|  | 0 | A |  | A116.V21 | Path Loss Calibration 2 - 18 GHz -Frequency: 2 - 18 GHz -Calibration antenna: Horn antenna -According CTIA standard for range loss calibration -The part of frequency will be omitted if it is not available | A116.V221 | 3 |  |  |  | 1 | #UNPARSEABLE | #UNPARSEABLE | #UNPARSEABLE | [8 empty] | #BLOCKED | #BLOCKED | #BLOCKED |  | #BLOCKED | #BLOCKED | #UNPARSEABLE | #BLOCKED |  | #BLOCKED | #BLOCKED | 0 | 0 | 0 | #DIVIDE BY ZERO | #DIVIDE BY ZERO
3-量產 |  | 4 | R |  | A116.V | Path Loss Calibration Frequency extend | A411.V22 |  | by Measurement Antenna | [16 empty] | #DIVIDE BY ZERO |  | 0 | #DIVIDE BY ZERO | #UNPARSEABLE | #BLOCKED |  | 0 | #DIVIDE BY ZERO | 0 | 0 | 0 | #DIVIDE BY ZERO | #DIVIDE BY ZERO
1-評估 |  | 1 | A |  | A116.V21 | Path Loss Calibration 6 - 13 (18) GHz -Passive path: 6 - 13 (18) GHz -Calibration antenna: Horn antenna -According CTIA standard for range loss calibration | A411.V221 | [5 empty] | 10 | 4 | [8 empty] | M3 | 4 | 10 | 100% |  | -4 | #DIVIDE BY ZERO | #UNPARSEABLE | #BLOCKED |  | -0.13333 | #DIVIDE BY ZERO | 0 | 0 | 0 | #DIVIDE BY ZERO | #DIVIDE BY ZERO
|  | 0 |  |  |  | 校驗測試費用, /小時 | B627 |  |  |  |  | 4 |  | 4 | [9 empty] | 4 |  | #DIVIDE BY ZERO |  | -4 | #DIVIDE BY ZERO | #UNPARSEABLE | #BLOCKED |  | -0.13333 | #DIVIDE BY ZERO | 0 | 0 | 0 | #DIVIDE BY ZERO | #DIVIDE BY ZERO
|  | 0 | A |  | A116.V21 | Path Loss Calibration 2 - 18 GHz -Frequency: 2 - 18 GHz -Calibration antenna: Horn antenna -According CTIA standard for range loss calibration -The part of frequency will be omitted if it is not available | A411.V222 | 3 |  |  |  | 1 | #UNPARSEABLE | #UNPARSEABLE | #UNPARSEABLE | [8 empty] | #BLOCKED | #BLOCKED | #BLOCKED |  | #BLOCKED | #BLOCKED | #UNPARSEABLE | #BLOCKED |  | #BLOCKED | #BLOCKED | 0 | 0 | 0 | #DIVIDE BY ZERO | #DIVIDE BY ZERO
|  | 0 | A |  | A116.V21 | Path Loss Calibration 18 - 26.5 GHz -Frequency: 18 - 26.5 GHz -Calibration antenna: Horn antenna -According CTIA standard for range loss calibration -The part of frequency will be omitted if it is not available | A411.V223 | 3 |  |  |  | 1 | #UNPARSEABLE | #UNPARSEABLE | #UNPARSEABLE | [8 empty] | #BLOCKED | #BLOCKED | #BLOCKED |  | #BLOCKED | #BLOCKED | #UNPARSEABLE | #BLOCKED |  | #BLOCKED | #BLOCKED | 0 | 0 | 0 | #DIVIDE BY ZERO | #DIVIDE BY ZERO
2-開發 |  | 1 | A |  | A116.V21 | Path Loss Calibration 0.45 - 6 GHz -Passive path: 0.45 - 6 GHz -Calibration antenna: Horn antenna -According CTIA standard for range loss calibration | A411.V323 | [5 empty] | 10 | 4 | [8 empty] | M3 | 4 | 10 | 100% |  | -4 | #DIVIDE BY ZERO | #UNPARSEABLE | #BLOCKED |  | -0.13333 | #DIVIDE BY ZERO | 0 | 0 | 0 | #DIVIDE BY ZERO | #DIVIDE BY ZERO
|  | 0 |  |  |  | 校驗測試費用, /小時 | B627 |  |  |  |  | 4 |  | 4 | [9 empty] | 4 |  | #DIVIDE BY ZERO |  | -4 | #DIVIDE BY ZERO | #UNPARSEABLE | #BLOCKED |  | -0.13333 | #DIVIDE BY ZERO | 0 | 0 | 0 | #DIVIDE BY ZERO | #DIVIDE BY ZERO
3-量產 |  | 13 | R |  | A116.V | Ripple Testing | A411.V4 |  | by Measurement Antenna | [16 empty] | #DIVIDE BY ZERO |  | 0 | #DIVIDE BY ZERO | #UNPARSEABLE | #BLOCKED |  | 0 | #DIVIDE BY ZERO | 0 | 0 | 0 | #DIVIDE BY ZERO | #DIVIDE BY ZERO
2-開發 |  | 1 | A |  | A116.V31 | Quiet Zone Ripple Testing (M-Class-1.0) -Calibration Antenna: Sleeve dipole -Frequency: 0.836/ 1.88/ 2.45/ 5.5 GHz -Method: Phi 6 points -Quiet zone scale: 30 cm in diameter -Requirement : SD < 1.4 -According CTIA standard for Ripple testing | A411.V411 | [6 empty] | 8 | [9 empty] | 8 |  | #DIVIDE BY ZERO |  | -8 | #DIVIDE BY ZERO | #UNPARSEABLE | #BLOCKED |  | -0.26667 | #DIVIDE BY ZERO | 0 | 0 | 0 | #DIVIDE BY ZERO | #DIVIDE BY ZERO
|  | 0 |  |  |  | 校驗測試費用, /小時 | B627 |  |  |  |  | 8 |  | 8 | [9 empty] | 8 |  | #DIVIDE BY ZERO |  | -8 | #DIVIDE BY ZERO | #UNPARSEABLE | #BLOCKED |  | -0.26667 | #DIVIDE BY ZERO | 0 | 0 | 0 | #DIVIDE BY ZERO | #DIVIDE BY ZERO
2-開發 |  | 1 | A |  | A116.V31 | Quiet Zone Ripple Testing (M-Class-1.5) -Calibration Antenna: Sleeve dipole -Frequency: 0.836/ 1.88/ 2.45/ 5.5 GHz -Method: Phi 6 points -Quiet zone scale: 30 cm in diameter -Requirement : SD < 1.2 -According CTIA standard for Ripple testing | A411.V413 | [6 empty] | 8 | [9 empty] | 8 |  | #DIVIDE BY ZERO |  | -8 | #DIVIDE BY ZERO | #UNPARSEABLE | #BLOCKED |  | -0.26667 | #DIVIDE BY ZERO | 0 | 0 | 0 | #DIVIDE BY ZERO | #DIVIDE BY ZERO
|  | 0 |  |  |  | 校驗測試費用, /小時 | B627 |  |  |  |  | 8 |  | 8 | [9 empty] | 8 |  | #DIVIDE BY ZERO |  | -8 | #DIVIDE BY ZERO | #UNPARSEABLE | #BLOCKED |  | -0.26667 | #DIVIDE BY ZERO | 0 | 0 | 0 | #DIVIDE BY ZERO | #DIVIDE BY ZERO
2-開發 |  | 1 | A |  | A116.V31 | Quiet Zone Ripple Testing (M-Class-2.0)(A3) -Calibration Antenna: Sleeve dipole -Frequency: 0.836/ 1.88/ 2.45/ 5.5 GHz -Method: Phi 6 points -Quiet zone scale: 30 cm in diameter -Requirement : SD < 1.0 -According CTIA standard for Ripple testing | A411.V415 | [6 empty] | 8 | [9 empty] | 8 |  | #DIVIDE BY ZERO |  | -8 | #DIVIDE BY ZERO | #UNPARSEABLE | #BLOCKED |  | -0.26667 | #DIVIDE BY ZERO | 0 | 0 | 0 | #DIVIDE BY ZERO | #DIVIDE BY ZERO
|  | 0 |  |  |  | 校驗測試費用, /小時 | B627 |  |  |  |  | 8 |  | 8 | [9 empty] | 8 |  | #DIVIDE BY ZERO |  | -8 | #DIVIDE BY ZERO | #UNPARSEABLE | #BLOCKED |  | -0.26667 | #DIVIDE BY ZERO | 0 | 0 | 0 | #DIVIDE BY ZERO | #DIVIDE BY ZERO
1-評估 |  | 1 | A |  | A116.V31 | Quiet Zone Ripple Testing (M-Class-0.8) -Calibration Antenna: Sleeve dipole -Frequency: 0.836/ 1.88/ 2.45/ 5.5 GHz -Method: Phi 6 points -Quiet zone scale: 30 cm in diameter -Requirement : SD < 1.5 -According CTIA standard for Ripple testing | A411.V417 | [6 empty] | 8 | [9 empty] | 8 |  | #DIVIDE BY ZERO |  | -8 | #DIVIDE BY ZERO | #UNPARSEABLE | #BLOCKED |  | -0.26667 | #DIVIDE BY ZERO | 0 | 0 | 0 | #DIVIDE BY ZERO | #DIVIDE BY ZERO
|  | 0 |  |  |  | 校驗測試費用, /小時 | B627 |  |  |  |  | 8 |  | 8 | [9 empty] | 8 |  | #DIVIDE BY ZERO |  | -8 | #DIVIDE BY ZERO | #UNPARSEABLE | #BLOCKED |  | -0.26667 | #DIVIDE BY ZERO | 0 | 0 | 0 | #DIVIDE BY ZERO | #DIVIDE BY ZERO
1-評估 |  | 1 | A |  | A116.V31 | Quiet Zone Ripple Testing (A3) -Calibration Antenna: Sleeve dipole -Frequency: 0.836/ 1.88/ 2.45/ 5.5 GHz -Method: Phi 6 points -Quiet zone scale: 30 cm in diameter -Requirement : SD < 1.0 -According CTIA standard for Ripple testing | A411.V421 | [6 empty] | 8 | [9 empty] | 8 |  | #DIVIDE BY ZERO |  | -8 | #DIVIDE BY ZERO | #UNPARSEABLE | #BLOCKED |  | -0.26667 | #DIVIDE BY ZERO | 0 | 0 | 0 | #DIVIDE BY ZERO | #DIVIDE BY ZERO
|  | 0 |  |  |  | 校驗測試費用, /小時 | B627 |  |  |  |  | 8 |  | 8 | [9 empty] | 8 |  | #DIVIDE BY ZERO |  | -8 | #DIVIDE BY ZERO | #UNPARSEABLE | #BLOCKED |  | -0.26667 | #DIVIDE BY ZERO | 0 | 0 | 0 | #DIVIDE BY ZERO | #DIVIDE BY ZERO
1-評估 |  | 1 | A |  | A116.V31 | Quiet Zone Ripple Testing (A6 customized)(A6 5/2.5/2.5) -Calibration Antenna: Sleeve dipole -Frequency: 0.836/ 1.88/ 2.45/ 5.5 GHz -Method: Phi 6 points and theta 7 points -Quiet zone scale: 50 cm in diameter -Requirement : SD < 1.0 -According CTIA standard for Ripple testing | A411.V423 | [6 empty] | 16 | [9 empty] | 16 |  | #DIVIDE BY ZERO |  | -16 | #DIVIDE BY ZERO | #UNPARSEABLE | #BLOCKED |  | -0.53333 | #DIVIDE BY ZERO | 0 | 0 | 0 | #DIVIDE BY ZERO | #DIVIDE BY ZERO
|  | 0 |  |  |  | 校驗測試費用, /小時 | B627 |  |  |  |  | 16 |  | 16 | [9 empty] | 16 |  | #DIVIDE BY ZERO |  | -16 | #DIVIDE BY ZERO | #UNPARSEABLE | #BLOCKED |  | -0.53333 | #DIVIDE BY ZERO | 0 | 0 | 0 | #DIVIDE BY ZERO | #DIVIDE BY ZERO
2-開發 |  | 1 | A |  | A116.V31 | Quiet Zone Ripple Testing (A6 6/3/3)(A6 7/4/3)(A6 6/4/3) -Calibration Antenna: Sleeve dipole -Frequency: 0.836/ 1.88/ 2.45/ 5.5 GHz -Method: Phi 6 points and theta 7 points -Quiet zone scale: 50 cm in diameter -Requirement : SD < 0.8 -According CTIA standard for Ripple testing | A411.V425 | [6 empty] | 16 | [9 empty] | 16 |  | #DIVIDE BY ZERO |  | -16 | #DIVIDE BY ZERO | #UNPARSEABLE | #BLOCKED |  | -0.53333 | #DIVIDE BY ZERO | 0 | 0 | 0 | #DIVIDE BY ZERO | #DIVIDE BY ZERO
|  | 0 |  |  |  | 校驗測試費用, /小時 | B627 |  |  |  |  | 16 |  | 16 | [9 empty] | 16 |  | #DIVIDE BY ZERO |  | -16 | #DIVIDE BY ZERO | #UNPARSEABLE | #BLOCKED |  | -0.53333 | #DIVIDE BY ZERO | 0 | 0 | 0 | #DIVIDE BY ZERO | #DIVIDE BY ZERO
2-開發 |  | 1 | A |  | A116.V31 | Quiet Zone Ripple Testing (A8 8/4/4) -Calibration Antenna: Sleeve dipole -Frequency: 0.836/ 1.88/ 2.45/ 5.5 GHz -Method: Phi 6 points and theta 7 points -Quiet zone scale: 60 cm in diameter -Requirement : SD < 0.8 -According CTIA standard for Ripple testing | A411.V427 | [6 empty] | 16 | [9 empty] | 16 |  | #DIVIDE BY ZERO |  | -16 | #DIVIDE BY ZERO | #UNPARSEABLE | #BLOCKED |  | -0.53333 | #DIVIDE BY ZERO | 0 | 0 | 0 | #DIVIDE BY ZERO | #DIVIDE BY ZERO
|  | 0 |  |  |  | 校驗測試費用, /小時 | B627 |  |  |  |  | 16 |  | 16 | [9 empty] | 16 |  | #DIVIDE BY ZERO |  | -16 | #DIVIDE BY ZERO | #UNPARSEABLE | #BLOCKED |  | -0.53333 | #DIVIDE BY ZERO | 0 | 0 | 0 | #DIVIDE BY ZERO | #DIVIDE BY ZERO
1-評估 |  | 1 | A |  | A116.V31 | Quiet Zone Ripple Testing -Calibration Antenna: Sleeve dipole -Frequency: 0.836/ 1.88/ 2.45/ 5.5 GHz -Method: Phi 6 points -Quiet zone scale: 30 cm in diameter -Requirement : Not guaranteed -According CTIA standard for Ripple testing | A411.V431 | [6 empty] | 8 | [9 empty] | 8 |  | #DIVIDE BY ZERO |  | -8 | #DIVIDE BY ZERO | #UNPARSEABLE | #BLOCKED |  | -0.26667 | #DIVIDE BY ZERO | 0 | 0 | 0 | #DIVIDE BY ZERO | #DIVIDE BY ZERO
|  | 0 |  |  |  | 校驗測試費用, /小時 | B627 |  |  |  |  | 8 |  | 8 | [9 empty] | 8 |  | #DIVIDE BY ZERO |  | -8 | #DIVIDE BY ZERO | #UNPARSEABLE | #BLOCKED |  | -0.26667 | #DIVIDE BY ZERO | 0 | 0 | 0 | #DIVIDE BY ZERO | #DIVIDE BY ZERO
1-評估 |  | 1 | A |  | A116.V31 | Quiet Zone Ripple Testing -Calibration Antenna: Sleeve dipole -Frequency: 0.836/ 1.88/ 2.45/ 5.5 GHz -Method: Phi 6 points and theta 7 points -Quiet zone scale: 50 cm in diameter -Requirement : Not guaranteed -According CTIA standard for Ripple testing | A411.V433 | [6 empty] | 16 | [9 empty] | 16 |  | #DIVIDE BY ZERO |  | -16 | #DIVIDE BY ZERO | #UNPARSEABLE | #BLOCKED |  | -0.53333 | #DIVIDE BY ZERO | 0 | 0 | 0 | #DIVIDE BY ZERO | #DIVIDE BY ZERO
|  | 0 |  |  |  | 校驗測試費用, /小時 | B627 |  |  |  |  | 16 |  | 16 | [9 empty] | 16 |  | #DIVIDE BY ZERO |  | -16 | #DIVIDE BY ZERO | #UNPARSEABLE | #BLOCKED |  | -0.53333 | #DIVIDE BY ZERO | 0 | 0 | 0 | #DIVIDE BY ZERO | #DIVIDE BY ZERO
1-評估 |  | 1 | A |  | A116.V31 | Quiet Zone Ripple Testing -Calibration Antenna: Sleeve dipole -Frequency: 0.836/ 1.88/ 2.45/ 5.5 GHz -Method: Phi 6 points and theta 7 points -Quiet zone scale: 60 cm in diameter -Requirement : Not guaranteed -According CTIA standard for Ripple testing | A411.V435 | [6 empty] | 16 | [9 empty] | 16 |  | #DIVIDE BY ZERO |  | -16 | #DIVIDE BY ZERO | #UNPARSEABLE | #BLOCKED |  | -0.53333 | #DIVIDE BY ZERO | 0 | 0 | 0 | #DIVIDE BY ZERO | #DIVIDE BY ZERO
|  | 0 |  |  |  | 校驗測試費用, /小時 | B627 |  |  |  |  | 16 |  | 16 | [9 empty] | 16 |  | #DIVIDE BY ZERO |  | -16 | #DIVIDE BY ZERO | #UNPARSEABLE | #BLOCKED |  | -0.53333 | #DIVIDE BY ZERO | 0 | 0 | 0 | #DIVIDE BY ZERO | #DIVIDE BY ZERO
2-開發 |  | 1 | A |  | A116.V31 | Quiet Zone Ripple Testing (TP) (A6 6/3/3)/ (A6 7/4/3)/ (A6 6/4/3)/ (A8)/ (M-Class 2.0) -Calibration Antenna: Sleeve dipole -Frequency: 2.45 / 5.5 GHz -Method: Phi 6 points, pair with one of the measurement antennas -Quiet zone scale: 30 cm in diameter -Requirement : SD < 1.2 -According CTIA standard for Ripple testing | A431.V411 | [6 empty] | 4 | [9 empty] | 4 |  | #DIVIDE BY ZERO |  | -4 | #DIVIDE BY ZERO | #UNPARSEABLE | #BLOCKED |  | -0.13333 | #DIVIDE BY ZERO | 0 | 0 | 0 | #DIVIDE BY ZERO | #DIVIDE BY ZERO
|  | 0 |  |  |  | 校驗測試費用, /小時 | B627 |  |  |  |  | 4 |  | 4 | [9 empty] | 4 |  | #DIVIDE BY ZERO |  | -4 | #DIVIDE BY ZERO | #UNPARSEABLE | #BLOCKED |  | -0.13333 | #DIVIDE BY ZERO | 0 | 0 | 0 | #DIVIDE BY ZERO | #DIVIDE BY ZERO
2-開發 |  | 1 | A |  | A116.V31 | Quiet Zone Ripple Testing (TP) (A3)/ (A6 5/3/2.5)/ (M-Class 1.0/ 1.5) -Calibration Antenna: Sleeve dipole -Frequency: 2.45/ 5.5 GHz -Method: Phi 6 points, pair with one of the measurement antennas -Quiet zone scale: 30 cm in diameter -Requirement : SD < 1.5 -According CTIA standard for Ripple testing | A431.V410 | [6 empty] | 4 | [8 empty] | P21107 建漢 | 4 |  | #DIVIDE BY ZERO |  | -4 | #DIVIDE BY ZERO | #UNPARSEABLE | #BLOCKED |  | -0.13333 | #DIVIDE BY ZERO | 0 | 0 | 0 | #DIVIDE BY ZERO | #DIVIDE BY ZERO
|  | 0 |  |  |  | 校驗測試費用, /小時 | B627 |  |  |  |  | 4 |  | 4 | [9 empty] | 4 |  | #DIVIDE BY ZERO |  | -4 | #DIVIDE BY ZERO | #UNPARSEABLE | #BLOCKED |  | -0.13333 | #DIVIDE BY ZERO | 0 | 0 | 0 | #DIVIDE BY ZERO | #DIVIDE BY ZERO
3-量產 |  | 9 | R |  | A116.V | Reliability testing | A411.V5 | [18 empty] | #DIVIDE BY ZERO |  | 0 | #DIVIDE BY ZERO | #UNPARSEABLE | #BLOCKED |  | 0 | #DIVIDE BY ZERO | 0 | 0 | 0 | #DIVIDE BY ZERO | #DIVIDE BY ZERO
1-評估 |  | 1 |  |  |  | Reliability Testing Passive -Passive mode -The 3D antenna efficiency(%) result in standard deviation should be less than 10% -Use Atenlab golden sample, perform the 3D passive test in 10 times -During the test, the DUT should not removed (to avoid re-position error) -Performing 10 frequencies between the system operation frequency | A411.V511 | [6 empty] | 12 | [9 empty] | 12 |  | #DIVIDE BY ZERO |  | -12 | #DIVIDE BY ZERO | #UNPARSEABLE | #BLOCKED |  | -0.4 | #DIVIDE BY ZERO | 0 | 0 | 0 | #DIVIDE BY ZERO | #DIVIDE BY ZERO
|  | 0 |  |  |  | 校驗測試費用, /小時 | B627 |  |  |  |  | 12 |  | 12 | [9 empty] | 12 |  | #DIVIDE BY ZERO |  | -12 | #DIVIDE BY ZERO | #UNPARSEABLE | #BLOCKED |  | -0.4 | #DIVIDE BY ZERO | 0 | 0 | 0 | #DIVIDE BY ZERO | #DIVIDE BY ZERO
1-評估 |  | 1 |  |  |  | Reliability Testing -GSM/ CDMA/ WCDMA/ TD-SCDMA/ TDD-LTE/ FDD-LTE/ 5GNR FR1 -Cellular TRP: The 3D TRP(dBm) result in standard deviation should be less than 0.5 dBm Use Atenlab golden sample, perform the 3D TRP test in 5 times (30° angle step) Performing total 6 channels maximum Performing 1 modulation only -Cellular TIS: The 3D TIS(dBm) result in standard deviation should be less than 1 dBm Use Atenlab golden sample, perform the 3D TRP test in 5 times (45° angle step) Performing total 2 channels maximum Performing 1 modulation only -During the test, the DUT should not removed (to avoid re-position error) | A411.V513 | [6 empty] | 63 | [8 empty] | 每個通訊協定約9個小時 | 63 |  | #DIVIDE BY ZERO |  | -63 | #DIVIDE BY ZERO | #UNPARSEABLE | #BLOCKED |  | -2.1 | #DIVIDE BY ZERO | 0 | 0 | 0 | #DIVIDE BY ZERO | #DIVIDE BY ZERO
|  | 0 |  |  |  | 校驗測試費用, /小時 | B627 |  |  |  |  | 63 |  | 63 | [8 empty] | 每個通訊協定約9個小時 | 63 |  | #DIVIDE BY ZERO |  | -63 | #DIVIDE BY ZERO | #UNPARSEABLE | #BLOCKED |  | -2.1 | #DIVIDE BY ZERO | 0 | 0 | 0 | #DIVIDE BY ZERO | #DIVIDE BY ZERO
1-評估 |  | 1 |  |  |  | Reliability Testing Passive/Cellular/BT/ Wi-Fi -Passive mode: The 3D antenna efficiency(%) result in standard deviation should be less than 10% Use Atenlab golden sample, perform the 3D passive test in 10 times -Cellular TRP: The 3D TRP(dBm) result in standard deviation should be less than 0.5 dBm Use Atenlab golden sample, perform the 3D TRP test in 5 times (30° angle step) Performing total 6 channels maximum Performing 1 modulation only -Cellular TIS: The 3D TIS(dBm) result in standard deviation should be less than 1 dBm Use Atenlab golden sample, perform the 3D TRP test in 5 times (45° angle step) Performing total 2 channels maximum Performing 1 modulation only -During the test, the DUT should not removed (to avoid re-position error) -BT/ Wi-Fi OTA mode: -Perform the TRP test, the test result export successfully -Perform the TIS test, the test result export successfully | A411.V514 | [6 empty] | 44 | [9 empty] | 44 |  | #DIVIDE BY ZERO |  | -44 | #DIVIDE BY ZERO | #UNPARSEABLE | #BLOCKED |  | -1.4667 | #DIVIDE BY ZERO | 0 | 0 | 0 | #DIVIDE BY ZERO | #DIVIDE BY ZERO
|  | 0 |  |  |  | 校驗測試費用, /小時 | B627 |  |  |  |  | 44 |  | 44 | [9 empty] | 44 |  | #DIVIDE BY ZERO |  | -44 | #DIVIDE BY ZERO | #UNPARSEABLE | #BLOCKED |  | -1.4667 | #DIVIDE BY ZERO | 0 | 0 | 0 | #DIVIDE BY ZERO | #DIVIDE BY ZERO
1-評估 |  | 1 |  |  |  | Reliability Testing Passive/BT/ Wi-Fi -Passive mode: The 3D antenna efficiency(%) result in standard deviation should be less than 10% Use Atenlab golden sample, perform the 3D passive test in 10 times -During the test, the DUT should not removed (to avoid re-position error) -BT/ Wi-Fi OTA mode: -Perform the TRP test, the test result export successfully -Perform the TIS test, the test result export successfully | A411.V515 | [6 empty] | 20 | [9 empty] | 20 |  | #DIVIDE BY ZERO |  | -20 | #DIVIDE BY ZERO | #UNPARSEABLE | #BLOCKED |  | -0.66667 | #DIVIDE BY ZERO | 0 | 0 | 0 | #DIVIDE BY ZERO | #DIVIDE BY ZERO
|  | 0 |  |  |  | 校驗測試費用, /小時 | B627 |  |  |  |  | 20 |  | 20 | [9 empty] | 20 |  | #DIVIDE BY ZERO |  | -20 | #DIVIDE BY ZERO | #UNPARSEABLE | #BLOCKED |  | -0.66667 | #DIVIDE BY ZERO | 0 | 0 | 0 | #DIVIDE BY ZERO | #DIVIDE BY ZERO
1-評估 |  | 1 |  |  |  | 5GNR FR1 OTA function -5GNR FR1 OTA mode: -Perform the TRP test, the test result export successfully -Perform the TIS test, the test result export successfully | A411.V517 | [6 empty] | 20 | [9 empty] | 20 |  | #DIVIDE BY ZERO |  | -20 | #DIVIDE BY ZERO | #UNPARSEABLE | #BLOCKED |  | -0.66667 | #DIVIDE BY ZERO | 0 | 0 | 0 | #DIVIDE BY ZERO | #DIVIDE BY ZERO
|  | 0 |  |  |  | 校驗測試費用, /小時 | B627 |  |  |  |  | 20 |  | 20 | [9 empty] | 20 |  | #DIVIDE BY ZERO |  | -20 | #DIVIDE BY ZERO | #UNPARSEABLE | #BLOCKED |  | -0.66667 | #DIVIDE BY ZERO | 0 | 0 | 0 | #DIVIDE BY ZERO | #DIVIDE BY ZERO
1-評估 |  | 1 |  |  |  | Reliability Testing Passive/Cellular -Passive mode: Provide the 3D antenna efficiency(%) result in standard deviation Use buyer's golden sample, perform the 3D passive test in 10 times -Cellular TRP: Provide the 3D TRP(dBm) result in standard deviation Use buyer's golden sample, perform the 3D TRP test in 5 times (30° angle step) Performing total 6 channels maximum Performing 1 modulation only -Cellular TIS: Provide the 3D TIS(dBm) result in standard deviation Use buyer's golden sample, perform the 3D TRP test in 5 times (45° angle step) Performing total 2 channels maximum Performing 1 modulation only -During the test, the DUT should not removed (to avoid re-position error) | A411.V51A | [6 empty] | 36 | [9 empty] | 36 |  | #DIVIDE BY ZERO |  | -36 | #DIVIDE BY ZERO | #UNPARSEABLE | #BLOCKED |  | -1.2 | #DIVIDE BY ZERO | 0 | 0 | 0 | #DIVIDE BY ZERO | #DIVIDE BY ZERO
|  | 0 |  |  |  | 校驗測試費用, /小時 | B627 |  |  |  |  | 36 |  | 36 | [9 empty] | 36 |  | #DIVIDE BY ZERO |  | -36 | #DIVIDE BY ZERO | #UNPARSEABLE | #BLOCKED |  | -1.2 | #DIVIDE BY ZERO | 0 | 0 | 0 | #DIVIDE BY ZERO | #DIVIDE BY ZERO
1-評估 |  | 1 |  |  |  | Software function check -BT OTA/ Wi-Fi OTA/ LTE-M/ NB-IoT/ LTE CA/ GPRS/ EDGE/ 1xEV-DO/ HSDPA -Perform the TRP test, the test result export successfully -Perform the TIS test, the test result export successfully -Test modulation (mode) consistent with the quotation -The part of test will be omitted if user's equipment is not available | A411.V521 | [6 empty] | 9 | [9 empty] | 9 |  | #DIVIDE BY ZERO |  | -9 | #DIVIDE BY ZERO | #UNPARSEABLE | #BLOCKED |  | -0.3 | #DIVIDE BY ZERO | 0 | 0 | 0 | #DIVIDE BY ZERO | #DIVIDE BY ZERO
|  | 0 |  |  |  | 校驗測試費用, /小時 | B627 |  |  |  |  | 9 |  | 9 | [9 empty] | 9 |  | #DIVIDE BY ZERO |  | -9 | #DIVIDE BY ZERO | #UNPARSEABLE | #BLOCKED |  | -0.3 | #DIVIDE BY ZERO | 0 | 0 | 0 | #DIVIDE BY ZERO | #DIVIDE BY ZERO
1-評估 |  | 1 |  |  |  | Software function check -Perform the test, test result export successfully | A411.V523 | [6 empty] | 8 | [9 empty] | 8 |  | #DIVIDE BY ZERO |  | -8 | #DIVIDE BY ZERO | #UNPARSEABLE | #BLOCKED |  | -0.26667 | #DIVIDE BY ZERO | 0 | 0 | 0 | #DIVIDE BY ZERO | #DIVIDE BY ZERO
|  | 0 |  |  |  | 校驗測試費用, /小時 | B627 |  |  |  |  | 8 |  | 8 | [9 empty] | 8 |  | #DIVIDE BY ZERO |  | -8 | #DIVIDE BY ZERO | #UNPARSEABLE | #BLOCKED |  | -0.26667 | #DIVIDE BY ZERO | 0 | 0 | 0 | #DIVIDE BY ZERO | #DIVIDE BY ZERO
1-評估 |  | 1 |  |  | #UNPARSEABLE | Reliability Testing Wi-Fi Throughput -Use atenlab golden sample perform the throughput test in 10 times -Test mode is the continue mode -During the test, the system range loss should be -70 dB and -80dB -Performing 802.11n @ 2.4GHz, one channel, one bandwidth -Performing 802.11ac @ 5GHz, one channel, one bandwidth -Performing 802.11ax @ 6GHz, one channel, one bandwidth -The total throughput result in standard deviation should be less than 10% from the average | A431.V510 | [6 empty] | 40 | [9 empty] | 40 |  | #DIVIDE BY ZERO |  | -40 | #DIVIDE BY ZERO | #UNPARSEABLE | #BLOCKED |  | -1.3333 | #DIVIDE BY ZERO | 0 | 0 | 0 | #DIVIDE BY ZERO | #DIVIDE BY ZERO
|  | 0 |  |  |  | 校驗測試費用, /小時 | B627 |  |  |  |  | 40 |  | 40 | [9 empty] | 40 |  | #DIVIDE BY ZERO |  | -40 | #DIVIDE BY ZERO | #UNPARSEABLE | #BLOCKED |  | -1.3333 | #DIVIDE BY ZERO | 0 | 0 | 0 | #DIVIDE BY ZERO | #DIVIDE BY ZERO
3-量產 |  | 2 | R |  | A116.V | Path Loss Calibration CATR |  |  | by Measurement Antenna | [16 empty] | #DIVIDE BY ZERO |  | 0 | #DIVIDE BY ZERO | #UNPARSEABLE | #BLOCKED |  | 0 | #DIVIDE BY ZERO | 0 | 0 | 0 | #DIVIDE BY ZERO | #DIVIDE BY ZERO
2-開發 |  | 1 |  |  |  | Path Loss Calibration Passive -Passive path: 24 - 42 GHz -Calibration antenna: Horn antenna -According CTIA standard for range loss calibration | [7 empty] | 6 | [9 empty] | 6 |  | #DIVIDE BY ZERO |  | -6 | #DIVIDE BY ZERO | #UNPARSEABLE | #BLOCKED |  | -0.2 | #DIVIDE BY ZERO | 0 | 0 | 0 | #DIVIDE BY ZERO | #DIVIDE BY ZERO
|  | 0 |  |  |  | 校驗測試費用, /小時 | B627 |  |  |  |  | 6 |  | 6 | [9 empty] | 6 |  | #DIVIDE BY ZERO |  | -6 | #DIVIDE BY ZERO | #UNPARSEABLE | #BLOCKED |  | -0.2 | #DIVIDE BY ZERO | 0 | 0 | 0 | #DIVIDE BY ZERO | #DIVIDE BY ZERO
2-開發 |  | 1 |  |  |  | Path Loss Calibration Passive \ Cellular -Passive path: 24 - 42 GHz -Cellular path: 24 - 42 GHz -Calibration antenna: Horn antenna -According CTIA standard for range loss calibration | [7 empty] | 6 | [9 empty] | 6 |  | #DIVIDE BY ZERO |  | -6 | #DIVIDE BY ZERO | #UNPARSEABLE | #BLOCKED |  | -0.2 | #DIVIDE BY ZERO | 0 | 0 | 0 | #DIVIDE BY ZERO | #DIVIDE BY ZERO
|  | 0 |  |  |  | 校驗測試費用, /小時 | B627 |  |  |  |  | 6 |  | 6 | [9 empty] | 6 |  | #DIVIDE BY ZERO |  | -6 | #DIVIDE BY ZERO | #UNPARSEABLE | #BLOCKED |  | -0.2 | #DIVIDE BY ZERO | 0 | 0 | 0 | #DIVIDE BY ZERO | #DIVIDE BY ZERO
3-量產 |  | 0 | R |  | A116.V | Path Loss Calibration additional CATR |  |  | by Measurement Antenna | [16 empty] | #DIVIDE BY ZERO |  | 0 | #DIVIDE BY ZERO | #UNPARSEABLE | #BLOCKED |  | 0 | #DIVIDE BY ZERO | 0 | 0 | 0 | #DIVIDE BY ZERO | #DIVIDE BY ZERO
2-開發 | [5 empty] | Path Loss Calibration 40 - 60 GHz -Frequency: 40 - 60 GHz -Calibration antenna: Horn antenna -According CTIA standard for range loss calibration -The part of frequency will be omitted if it is not available | [7 empty] | 6
|  | 0 |  |  |  | 校驗測試費用, /小時 | B627 |  |  |  |  | 6 |  | 6 | [9 empty] | 6 |  | #DIVIDE BY ZERO |  | -6 | #DIVIDE BY ZERO | #UNPARSEABLE | #BLOCKED |  | -0.2 | #DIVIDE BY ZERO | 0 | 0 | 0 | #DIVIDE BY ZERO | #DIVIDE BY ZERO
2-開發 | [5 empty] | Path Loss Calibration 60 - 90 GHz -Frequency: 60 - 90 GHz -Calibration antenna: Horn antenna -According CTIA standard for range loss calibration -The part of frequency will be omitted if it is not available | [7 empty] | 6
|  | 0 |  |  |  | 校驗測試費用, /小時 | B627 |  |  |  |  | 6 |  | 6 | [9 empty] | 6 |  | #DIVIDE BY ZERO |  | -6 | #DIVIDE BY ZERO | #UNPARSEABLE | #BLOCKED |  | -0.2 | #DIVIDE BY ZERO | 0 | 0 | 0 | #DIVIDE BY ZERO | #DIVIDE BY ZERO
2-開發 | [5 empty] | Path Loss Calibration 18 - 26.5 GHz -Frequency: 18 - 26.5 GHz -Calibration antenna: Horn antenna -According CTIA standard for range loss calibration -The part of frequency will be omitted if it is not available | [7 empty] | 6
|  | 0 |  |  |  | 校驗測試費用, /小時 | B627 |  |  |  |  | 6 |  | 6 | [9 empty] | 6 |  | #DIVIDE BY ZERO |  | -6 | #DIVIDE BY ZERO | #UNPARSEABLE | #BLOCKED |  | -0.2 | #DIVIDE BY ZERO | 0 | 0 | 0 | #DIVIDE BY ZERO | #DIVIDE BY ZERO
2-開發 | [5 empty] | Path Loss Calibration 2 - 18 GHz -Frequency: 2 - 18 GHz -Calibration antenna: Horn antenna -According CTIA standard for range loss calibration -The part of frequency will be omitted if it is not available | [7 empty] | 8
|  | 0 |  |  |  | 校驗測試費用, /小時 | B627 |  |  |  |  | 8 |  | 8 | [9 empty] | 8 |  | #DIVIDE BY ZERO |  | -8 | #DIVIDE BY ZERO | #UNPARSEABLE | #BLOCKED |  | -0.26667 | #DIVIDE BY ZERO | 0 | 0 | 0 | #DIVIDE BY ZERO | #DIVIDE BY ZERO
2-開發 | [5 empty] | Path Loss Calibration 4 - 18 GHz -Frequency: 4 - 18 GHz -Calibration antenna: Horn antenna -According CTIA standard for range loss calibration -The part of frequency will be omitted if it is not available | [7 empty] | 0
2-開發 | [5 empty] | Path Loss Calibration 10 - 18 GHz -Frequency: 10 - 18 GHz -Calibration antenna: Horn antenna -According CTIA standard for range loss calibration -The part of frequency will be omitted if it is not available | [7 empty] | 0
3-量產 |  | 0 | R |  | A116.V | Ripple Testing CATR |  |  | by Measurement Antenna | [16 empty] | #DIVIDE BY ZERO |  | 0 | #DIVIDE BY ZERO | #UNPARSEABLE | #BLOCKED |  | 0 | #DIVIDE BY ZERO | 0 | 0 | 0 | #DIVIDE BY ZERO | #DIVIDE BY ZERO
2-開發 | [5 empty] | Quiet zone quality (R1/ R2 30cm) -Scanning along X axis at Z = 0cm -Scanning along Y axis at Z = 0cm -Scanning travel: 30cm -Amplitude ripple(SD): ±1.2dB @ 28/ 39GHz -Amplitude taper: ≦ 2.8dB @ 28/ 39GHz -Cross polarization: ≤ -25dB @ 28/ 39GHz -Operate the testing by Atenlab in factory | [7 empty] | 40
|  | 0 |  |  |  | 校驗測試費用, /小時 | B627 |  |  |  |  | 40 |  | 40 | [9 empty] | 40 |  | #DIVIDE BY ZERO |  | -40 | #DIVIDE BY ZERO | #UNPARSEABLE | #BLOCKED |  | -1.3333 | #DIVIDE BY ZERO | 0 | 0 | 0 | #DIVIDE BY ZERO | #DIVIDE BY ZERO
1-評估 | [5 empty] | Quiet zone quality -Scanning along X axis at Z = 0cm -Scanning along Y axis at Z = 0cm -Scanning travel: 25cm -Amplitude ripple(SD): ±1.2dB @ 76/ 81GHz -Amplitude taper: ≦ 2.8dB @ 76/ 81GHz -Cross polarization: ≤ -25dB @ 76/ 81GHz -Operate the testing by Atenlab in factory | [7 empty] | 40
|  | 0 |  |  |  | 校驗測試費用, /小時 | B627 |  |  |  |  | 40 |  | 40 | [9 empty] | 40 |  | #DIVIDE BY ZERO |  | -40 | #DIVIDE BY ZERO | #UNPARSEABLE | #BLOCKED |  | -1.3333 | #DIVIDE BY ZERO | 0 | 0 | 0 | #DIVIDE BY ZERO | #DIVIDE BY ZERO
1-評估 | [5 empty] | Quiet zone quality -Scanning along X axis at Z = 0cm -Scanning along Y axis at Z = 0cm -Scanning travel: 60cm -Amplitude ripple(SD): ±0.5dB @ 28/ 39GHz -Amplitude taper: ≦ 1.5dB @ 28/ 39GHz -Cross polarization: ≤ -25dB @ 28/ 39GHz -Operate the testing by Atenlab | [7 empty] | 40
|  | 0 |  |  |  | 校驗測試費用, /小時 | B627 |  |  |  |  | 40 |  | 40 | [9 empty] | 40 |  | #DIVIDE BY ZERO |  | -40 | #DIVIDE BY ZERO | #UNPARSEABLE | #BLOCKED |  | -1.3333 | #DIVIDE BY ZERO | 0 | 0 | 0 | #DIVIDE BY ZERO | #DIVIDE BY ZERO
2-開發 | [5 empty] | Quiet zone quality (R3 30cm) -Scanning along X axis at Z = 0cm -Scanning along Y axis at Z = 0cm -Scanning travel: 30cm -Amplitude ripple(SD): ±1.2dB @ 28/ 39GHz -Amplitude taper: ≦ 2.4dB @ 28/ 39GHz -Cross polarization: ≤ -25dB @ 28/ 39GHz -Operate the testing by Atenlab | [7 empty] | 0
2-開發 | [5 empty] | Quiet zone quality (R3 60cm) -Scanning along X axis at Z = 0cm -Scanning along Y axis at Z = 0cm -Scanning travel: 60cm -Amplitude ripple(SD): ±1dB @ 28/ 39GHz -Amplitude taper: ≦ 2dB @ 28/ 39GHz -Cross polarization: ≤ -25dB @ 28/ 39GHz -Operate the testing by Atenlab | [7 empty] | 0
1-評估 | [5 empty] | Quiet zone quality -Scanning along X axis at Z = 0cm -Scanning along Y axis at Z = 0cm -Scanning travel: 60cm -Amplitude ripple(SD): ±1.5dB @ 76/ 81GHz -Amplitude taper: ≦ 0.5dB @ 76/ 81GHz -Cross polarization: ≤ -25dB @ 76/ 81GHz -Operate the testing by Atenlab | [7 empty] | 40
|  | 0 |  |  |  | 校驗測試費用, /小時 | B627 |  |  |  |  | 40 |  | 40 | [9 empty] | 40 |  | #DIVIDE BY ZERO |  | -40 | #DIVIDE BY ZERO | #UNPARSEABLE | #BLOCKED |  | -1.3333 | #DIVIDE BY ZERO | 0 | 0 | 0 | #DIVIDE BY ZERO | #DIVIDE BY ZERO
2-開發 | [5 empty] | Quiet zone quality (R6 90cm) -Scanning along X axis at Z = 0cm -Scanning along Y axis at Z = 0cm -Scanning travel: 90cm -Amplitude ripple(SD): ±0.5dB @ 28/ 39GHz -Amplitude taper: ≦ 1.0dB @ 28/ 39GHz -Cross polarization: ≤ -25dB @ 28/ 39GHz -Operate the testing by Atenlab | [7 empty] | 40
|  | 0 |  |  |  | 校驗測試費用, /小時 | B627 |  |  |  |  | 40 |  | 40 | [9 empty] | 40 |  | #DIVIDE BY ZERO |  | -40 | #DIVIDE BY ZERO | #UNPARSEABLE | #BLOCKED |  | -1.3333 | #DIVIDE BY ZERO | 0 | 0 | 0 | #DIVIDE BY ZERO | #DIVIDE BY ZERO
2-開發 | [5 empty] | Quiet zone quality (R8 90cm) -Scanning along X axis at Z = 0cm -Scanning along Y axis at Z = 0cm -Scanning travel: 90cm -Amplitude ripple(SD): ±0.5dB @ 28/ 39GHz -Amplitude taper: ≦ 1dB @ 28/ 39GHz -Phase ripple(SD): ± 5 ° @ 28/ 39GHz -Phase taper: ≦ 10 ° @ 28/ 39GHz -Cross polarization: ≤ -25dB @ 28/ 39GHz | [7 empty] | 0
1-評估 | [5 empty] | Quiet zone quality -Scanning along X axis at Z = 0cm -Scanning along Y axis at Z = 0cm -Scanning travel: 90cm -Amplitude ripple(SD): ±1.5dB @ 76/ 81GHz -Amplitude taper: ≦ 0.5dB @ 76/ 81GHz -Cross polarization: ≤ -25dB @ 76/ 81GHz -Operate the testing by Atenlab | [7 empty] | 40
|  | 0 |  |  |  | 校驗測試費用, /小時 | B627 |  |  |  |  | 40 |  | 40 | [9 empty] | 40 |  | #DIVIDE BY ZERO |  | -40 | #DIVIDE BY ZERO | #UNPARSEABLE | #BLOCKED |  | -1.3333 | #DIVIDE BY ZERO | 0 | 0 | 0 | #DIVIDE BY ZERO | #DIVIDE BY ZERO
2-開發 | [5 empty] | Quiet zone quality (R8 120cm) -Scanning along X axis at Z = 0cm -Scanning along Y axis at Z = 0cm -Scanning travel: 120cm -Amplitude ripple(SD): ±0.5dB @ 28/ 39GHz -Amplitude taper: ≦ 1.5dB @ 28/ 39GHz -Phase ripple(SD): ± 5 ° @ 28/ 39GHz -Phase taper: ≦ 10 ° @ 28/ 39GHz -Cross polarization: ≤ -25dB @ 28/ 39GHz -Operate the testing by Atenlab | [7 empty] | 40
|  | 0 |  |  |  | 校驗測試費用, /小時 | B627 |  |  |  |  | 40 |  | 40 | [9 empty] | 40 |  | #DIVIDE BY ZERO |  | -40 | #DIVIDE BY ZERO | #UNPARSEABLE | #BLOCKED |  | -1.3333 | #DIVIDE BY ZERO | 0 | 0 | 0 | #DIVIDE BY ZERO | #DIVIDE BY ZERO
1-評估 | [5 empty] | Quiet zone quality -Scanning along X axis at Z = 0cm -Scanning along Y axis at Z = 0cm -Scanning travel: 120cm -Amplitude ripple(SD): ±1.5dB @ 76/ 81GHz -Amplitude taper: ≦ 0.5dB @ 76/ 81GHz -Cross polarization: ≤ -25dB @ 76/ 81GHz -Operate the testing by Atenlab | [7 empty] | 40
|  | 0 |  |  |  | 校驗測試費用, /小時 | B627 |  |  |  |  | 40 |  | 40 | [9 empty] | 40 |  | #DIVIDE BY ZERO |  | -40 | #DIVIDE BY ZERO | #UNPARSEABLE | #BLOCKED |  | -1.3333 | #DIVIDE BY ZERO | 0 | 0 | 0 | #DIVIDE BY ZERO | #DIVIDE BY ZERO
1-評估 | [5 empty] | Quiet zone quality (Scanner should be confirmed) -Scanning along X axis at Z = 0cm -Scanning along Y axis at Z = 0cm -Scanning travel: Depend on size of the quiet zone -Amplitude ripple(SD): ±0.5dB @ 28/ 39GHz -Amplitude taper: ≦ 1.5dB @ 28/ 39GHz -Cross polarization: ≤ -25dB @ 28/ 39GHz -Operate the testing by Atenlab | [7 empty] | 40
|  | 0 |  |  |  | 校驗測試費用, /小時 | B627 |  |  |  |  | 40 |  | 40 | [9 empty] | 40 |  | #DIVIDE BY ZERO |  | -40 | #DIVIDE BY ZERO | #UNPARSEABLE | #BLOCKED |  | -1.3333 | #DIVIDE BY ZERO | 0 | 0 | 0 | #DIVIDE BY ZERO | #DIVIDE BY ZERO
1-評估 | [5 empty] | Quiet zone quality (Scanner should be confirmed) -Scanning along X axis at Z = 0cm -Scanning along Y axis at Z = 0cm -Scanning travel: Depend on size of the quiet zone -Amplitude ripple(SD): ±1.5dB @ 76/ 81GHz -Amplitude taper: ≦ 0.5dB @ 76/ 81GHz -Cross polarization: ≤ -25dB @ 76/ 81GHz -Operate the testing by Atenlab | [7 empty] | 40
|  | 0 |  |  |  | 校驗測試費用, /小時 | B627 |  |  |  |  | 40 |  | 40 | [9 empty] | 40 |  | #DIVIDE BY ZERO |  | -40 | #DIVIDE BY ZERO | #UNPARSEABLE | #BLOCKED |  | -1.3333 | #DIVIDE BY ZERO | 0 | 0 | 0 | #DIVIDE BY ZERO | #DIVIDE BY ZERO
3-量產 |  | 0 | R |  | A116.V | Reliability testing CATR | A411.V5 | [18 empty] | #DIVIDE BY ZERO |  | 0 | #DIVIDE BY ZERO | #UNPARSEABLE | #BLOCKED |  | 0 | #DIVIDE BY ZERO | 0 | 0 | 0 | #DIVIDE BY ZERO | #DIVIDE BY ZERO
1-評估 | [5 empty] | Reliability Testing -Passive mode -The 3D antenna efficiency(%) result in standard deviation should be less than 10% -Use standard gain horn, perform the 3D passive test in 10 times -During the test, the DUT should not removed (to avoid re-position error) -Performing 26.5 to 40GHz, 0.5GHz step. | [7 empty] | 12
|  | 0 |  |  |  | 校驗測試費用, /小時 | B627 |  |  |  |  | 12 |  | 12 | [9 empty] | 12 |  | #DIVIDE BY ZERO |  | -12 | #DIVIDE BY ZERO | #UNPARSEABLE | #BLOCKED |  | -0.4 | #DIVIDE BY ZERO | 0 | 0 | 0 | #DIVIDE BY ZERO | #DIVIDE BY ZERO
1-評估 | [5 empty] | Software function check -Perform the test, test result export successfully | [7 empty] | 4
|  | 0 |  |  |  | 校驗測試費用, /小時 | B627 |  |  |  |  | 4 |  | 4 | [9 empty] | 4 |  | #DIVIDE BY ZERO |  | -4 | #DIVIDE BY ZERO | #UNPARSEABLE | #BLOCKED |  | -0.13333 | #DIVIDE BY ZERO | 0 | 0 | 0 | #DIVIDE BY ZERO | #DIVIDE BY ZERO
3-量產 |  | 4 | N |  | A116.V | OTAP System Warranty | A411.W |  | 免費 | [16 empty] | #DIVIDE BY ZERO |  | 0 | #DIVIDE BY ZERO | #UNPARSEABLE | #BLOCKED |  | 0 | #DIVIDE BY ZERO | 0 | 0 | 0 | #DIVIDE BY ZERO | #DIVIDE BY ZERO
3-量產 |  | 6 | R |  | A116.V | OTAP System Warranty | A411.W1 |  | by Measurement Antenna | [16 empty] | #DIVIDE BY ZERO |  | 0 | #DIVIDE BY ZERO | #UNPARSEABLE | #BLOCKED |  | 0 | #DIVIDE BY ZERO | 0 | 0 | 0 | #DIVIDE BY ZERO | #DIVIDE BY ZERO
1-評估 |  | 2 | A |  | A116.W05 | System 2 years warranty (Standard) -Software free upgrade -Hardware coverage in case of natural damage | A411.W111 | 3 |  |  |  | 1 | 0 | 44 | 0 | [8 empty] | 44 | 0 | #DIVIDE BY ZERO |  | -44 | #DIVIDE BY ZERO | #UNPARSEABLE | #BLOCKED |  | -1.4667 | #DIVIDE BY ZERO | 0 | 0 | 0 | #DIVIDE BY ZERO | #DIVIDE BY ZERO
|  | 0 |  |  |  | 保固校驗費用 A/M系列相關, /小時 | B627 |  |  |  |  | 40 |  | 40 | [9 empty] | 40 |  | #DIVIDE BY ZERO |  | -40 | #DIVIDE BY ZERO | #UNPARSEABLE | #BLOCKED |  | -1.3333 | #DIVIDE BY ZERO | 0 | 0 | 0 | #DIVIDE BY ZERO | #DIVIDE BY ZERO
|  | 0 |  |  |  | 保固保養費用, /小時 | B627 |  |  |  |  | 4 |  | 4 | [9 empty] | 4 |  | #DIVIDE BY ZERO |  | -4 | #DIVIDE BY ZERO | #UNPARSEABLE | #BLOCKED |  | -0.13333 | #DIVIDE BY ZERO | 0 | 0 | 0 | #DIVIDE BY ZERO | #DIVIDE BY ZERO
1-評估 |  | 2 | A |  | A116.W05 | System 1 year warranty -Software free upgrade -Hardware coverage in case of natural damage | A411.W112 | 3 |  |  |  | 1 | 0 | 22 | 0 | [8 empty] | 22 | 0 | #DIVIDE BY ZERO |  | -22 | #DIVIDE BY ZERO | #UNPARSEABLE | #BLOCKED |  | -0.73333 | #DIVIDE BY ZERO | 0 | 0 | 0 | #DIVIDE BY ZERO | #DIVIDE BY ZERO
|  | 0 |  |  |  | 保固校驗費用 A/M系列相關, /小時 | B627 |  |  |  |  | 20 |  | 20 | [9 empty] | 20 |  | #DIVIDE BY ZERO |  | -20 | #DIVIDE BY ZERO | #UNPARSEABLE | #BLOCKED |  | -0.66667 | #DIVIDE BY ZERO | 0 | 0 | 0 | #DIVIDE BY ZERO | #DIVIDE BY ZERO
|  | 0 |  |  |  | 保固保養費用, /小時 | B627 |  |  |  |  | 2 |  | 2 | [9 empty] | 2 |  | #DIVIDE BY ZERO |  | -2 | #DIVIDE BY ZERO | #UNPARSEABLE | #BLOCKED |  | -0.066667 | #DIVIDE BY ZERO | 0 | 0 | 0 | #DIVIDE BY ZERO | #DIVIDE BY ZERO
1-評估 |  | 1 | A |  | A116.W05 | OTAP 1 year warranty for repaired item -Hardware coverage in case of natural damage | A411.W121 | 3 |  |  |  | 1 | 0 | 2 | 0 | [8 empty] | 2 | 0 | #DIVIDE BY ZERO |  | -2 | #DIVIDE BY ZERO | #UNPARSEABLE | #BLOCKED |  | -0.066667 | #DIVIDE BY ZERO | 0 | 0 | 0 | #DIVIDE BY ZERO | #DIVIDE BY ZERO
|  | 0 |  |  |  | 保固保養費用, /小時 | B627 |  |  |  |  | 2 |  | 2 | [9 empty] | 2 |  | #DIVIDE BY ZERO |  | -2 | #DIVIDE BY ZERO | #UNPARSEABLE | #BLOCKED |  | -0.066667 | #DIVIDE BY ZERO | 0 | 0 | 0 | #DIVIDE BY ZERO | #DIVIDE BY ZERO
1-評估 |  | 1 | A |  | A116.W05 | OTAP 1 month warranty for repaired item -Hardware coverage in case of natural damage | A411.W122 | 3 |  |  |  | 1 | 0 | 2 | 0 | [8 empty] | 2 | 0 | #DIVIDE BY ZERO |  | -2 | #DIVIDE BY ZERO | #UNPARSEABLE | #BLOCKED |  | -0.066667 | #DIVIDE BY ZERO | 0 | 0 | 0 | #DIVIDE BY ZERO | #DIVIDE BY ZERO
|  | 0 |  |  |  | 保固保養費用, /小時 | B627 |  |  |  |  | 2 |  | 2 | [9 empty] | 2 |  | #DIVIDE BY ZERO |  | -2 | #DIVIDE BY ZERO | #UNPARSEABLE | #BLOCKED |  | -0.066667 | #DIVIDE BY ZERO | 0 | 0 | 0 | #DIVIDE BY ZERO | #DIVIDE BY ZERO
1-評估 |  | 1 | A |  | A116.W05 | OTAP 2 year warranty for upgraded item -Hardware coverage in case of natural damage -Warranty excluded: RF passive components, Test fixtures, Computer, Monitor, and the components not provided from Atenlab | A411.W111 | 3 |  |  |  | 1 | 0 | 4 | 0 | [8 empty] | 4 | 0 | #DIVIDE BY ZERO |  | -4 | #DIVIDE BY ZERO | #UNPARSEABLE | #BLOCKED |  | -0.13333 | #DIVIDE BY ZERO | 0 | 0 | 0 | #DIVIDE BY ZERO | #DIVIDE BY ZERO
|  | 0 |  |  |  | 保固保養費用, /小時 | B627 |  |  |  |  | 4 |  | 4 | [9 empty] | 4 |  | #DIVIDE BY ZERO |  | -4 | #DIVIDE BY ZERO | #UNPARSEABLE | #BLOCKED |  | -0.13333 | #DIVIDE BY ZERO | 0 | 0 | 0 | #DIVIDE BY ZERO | #DIVIDE BY ZERO
1-評估 |  | 1 | A |  | A116.W05 | OTAP 1 year warranty for upgraded item -Hardware coverage in case of natural damage -Warranty excluded: RF passive components, Test fixtures, Computer, Monitor, and the components not provided from Atenlab | A411.W111 | 3 |  |  |  | 1 | 0 | 2 | 0 | [8 empty] | 2 | 0 | #DIVIDE BY ZERO |  | -2 | #DIVIDE BY ZERO | #UNPARSEABLE | #BLOCKED |  | -0.066667 | #DIVIDE BY ZERO | 0 | 0 | 0 | #DIVIDE BY ZERO | #DIVIDE BY ZERO
|  | 0 |  |  |  | 保固保養費用, /小時 | B627 |  |  |  |  | 2 |  | 2 | [9 empty] | 2 |  | #DIVIDE BY ZERO |  | -2 | #DIVIDE BY ZERO | #UNPARSEABLE | #BLOCKED |  | -0.066667 | #DIVIDE BY ZERO | 0 | 0 | 0 | #DIVIDE BY ZERO | #DIVIDE BY ZERO
3-量產 |  | 6 | R |  | A116.V | OTAP System Warranty CATR | A411.W1 |  | by Measurement Antenna | [16 empty] | #DIVIDE BY ZERO |  | 0 | #DIVIDE BY ZERO | #UNPARSEABLE | #BLOCKED |  | 0 | #DIVIDE BY ZERO | 0 | 0 | 0 | #DIVIDE BY ZERO | #DIVIDE BY ZERO
2-開發 |  | 2 | A |  | A116.W05 | System 2 years warranty (Standard) -Software free upgrade -Hardware coverage in case of natural damage | A411.W111 | 3 |  |  |  | 1 | 0 | 16 | 0 | [8 empty] | 16 | 0 | #DIVIDE BY ZERO |  | -16 | #DIVIDE BY ZERO | #UNPARSEABLE | #BLOCKED |  | -0.53333 | #DIVIDE BY ZERO | 0 | 0 | 0 | #DIVIDE BY ZERO | #DIVIDE BY ZERO
|  | 0 |  |  |  | 保固校驗費用 R系列相關, /小時 | B627 |  |  |  |  | 12 |  | 12 | [9 empty] | 12 |  | #DIVIDE BY ZERO |  | -12 | #DIVIDE BY ZERO | #UNPARSEABLE | #BLOCKED |  | -0.4 | #DIVIDE BY ZERO | 0 | 0 | 0 | #DIVIDE BY ZERO | #DIVIDE BY ZERO
|  | 0 |  |  |  | 保固保養費用, /小時 | B627 |  |  |  |  | 4 |  | 4 | [9 empty] | 4 |  | #DIVIDE BY ZERO |  | -4 | #DIVIDE BY ZERO | #UNPARSEABLE | #BLOCKED |  | -0.13333 | #DIVIDE BY ZERO | 0 | 0 | 0 | #DIVIDE BY ZERO | #DIVIDE BY ZERO
2-開發 |  | 2 | A |  | A116.W05 | System 1 year warranty -Software free upgrade -Hardware coverage in case of natural damage | A411.W112 | 3 |  |  |  | 1 | 0 | 8 | 0 | [8 empty] | 8 | 0 | #DIVIDE BY ZERO |  | -8 | #DIVIDE BY ZERO | #UNPARSEABLE | #BLOCKED |  | -0.26667 | #DIVIDE BY ZERO | 0 | 0 | 0 | #DIVIDE BY ZERO | #DIVIDE BY ZERO
|  | 0 |  |  |  | 保固校驗費用 R系列相關, /小時 | B627 |  |  |  |  | 6 |  | 6 | [9 empty] | 6 |  | #DIVIDE BY ZERO |  | -6 | #DIVIDE BY ZERO | #UNPARSEABLE | #BLOCKED |  | -0.2 | #DIVIDE BY ZERO | 0 | 0 | 0 | #DIVIDE BY ZERO | #DIVIDE BY ZERO
|  | 0 |  |  |  | 保固保養費用, /小時 | B627 |  |  |  |  | 2 |  | 2 | [9 empty] | 2 |  | #DIVIDE BY ZERO |  | -2 | #DIVIDE BY ZERO | #UNPARSEABLE | #BLOCKED |  | -0.066667 | #DIVIDE BY ZERO | 0 | 0 | 0 | #DIVIDE BY ZERO | #DIVIDE BY ZERO
1-評估 |  | 1 | A |  | A116.W05 | OTAP 1 year warranty for repaired item -Hardware coverage in case of natural damage | A411.W121 | 3 |  |  |  | 1 | 0 | 2 | 0 | [8 empty] | 2 | 0 | #DIVIDE BY ZERO |  | -2 | #DIVIDE BY ZERO | #UNPARSEABLE | #BLOCKED |  | -0.066667 | #DIVIDE BY ZERO | 0 | 0 | 0 | #DIVIDE BY ZERO | #DIVIDE BY ZERO
|  | 0 |  |  |  | 保固保養費用, /小時 | B627 |  |  |  |  | 2 |  | 2 | [9 empty] | 2 |  | #DIVIDE BY ZERO |  | -2 | #DIVIDE BY ZERO | #UNPARSEABLE | #BLOCKED |  | -0.066667 | #DIVIDE BY ZERO | 0 | 0 | 0 | #DIVIDE BY ZERO | #DIVIDE BY ZERO
1-評估 |  | 1 | A |  | A116.W05 | OTAP 1 month warranty for repaired item -Hardware coverage in case of natural damage | A411.W122 | 3 |  |  |  | 1 | 0 | 2 | 0 | [8 empty] | 2 | 0 | #DIVIDE BY ZERO |  | -2 | #DIVIDE BY ZERO | #UNPARSEABLE | #BLOCKED |  | -0.066667 | #DIVIDE BY ZERO | 0 | 0 | 0 | #DIVIDE BY ZERO | #DIVIDE BY ZERO
|  | 0 |  |  |  | 保固保養費用, /小時 | B627 |  |  |  |  | 2 |  | 2 | [9 empty] | 2 |  | #DIVIDE BY ZERO |  | -2 | #DIVIDE BY ZERO | #UNPARSEABLE | #BLOCKED |  | -0.066667 | #DIVIDE BY ZERO | 0 | 0 | 0 | #DIVIDE BY ZERO | #DIVIDE BY ZERO
1-評估 |  | 1 | A |  | A116.W05 | OTAP 2 year warranty for upgraded item -Hardware coverage in case of natural damage -Warranty excluded: RF passive components, Test fixtures, Computer, Monitor, and the components not provided from Atenlab | A411.W111 | 3 |  |  |  | 1 | 0 | 4 | 0 | [8 empty] | 4 | 0 | #DIVIDE BY ZERO |  | -4 | #DIVIDE BY ZERO | #UNPARSEABLE | #BLOCKED |  | -0.13333 | #DIVIDE BY ZERO | 0 | 0 | 0 | #DIVIDE BY ZERO | #DIVIDE BY ZERO
|  | 0 |  |  |  | 保固保養費用, /小時 | B627 |  |  |  |  | 4 |  | 4 | [9 empty] | 4 |  | #DIVIDE BY ZERO |  | -4 | #DIVIDE BY ZERO | #UNPARSEABLE | #BLOCKED |  | -0.13333 | #DIVIDE BY ZERO | 0 | 0 | 0 | #DIVIDE BY ZERO | #DIVIDE BY ZERO
1-評估 |  | 1 | A |  | A116.W05 | OTAP 1 year warranty for upgraded item -Hardware coverage in case of natural damage -Warranty excluded: RF passive components, Test fixtures, Computer, Monitor, and the components not provided from Atenlab | A411.W111 | 3 |  |  |  | 1 | 0 | 2 | 0 | [8 empty] | 2 | 0 | #DIVIDE BY ZERO |  | -2 | #DIVIDE BY ZERO | #UNPARSEABLE | #BLOCKED |  | -0.066667 | #DIVIDE BY ZERO | 0 | 0 | 0 | #DIVIDE BY ZERO | #DIVIDE BY ZERO
|  | 0 |  |  |  | 保固保養費用, /小時 | B627 |  |  |  |  | 2 |  | 2 | [9 empty] | 2 |  | #DIVIDE BY ZERO |  | -2 | #DIVIDE BY ZERO | #UNPARSEABLE | #BLOCKED |  | -0.066667 | #DIVIDE BY ZERO | 0 | 0 | 0 | #DIVIDE BY ZERO | #DIVIDE BY ZERO
3-量產 |  | 10 | R |  | A116.V | OTAP System Warranty Extension | A411.W2 |  | by Measurement Antenna | [16 empty] | #DIVIDE BY ZERO |  | 0 | #DIVIDE BY ZERO | #UNPARSEABLE | #BLOCKED |  | 0 | #DIVIDE BY ZERO | 0 | 0 | 0 | #DIVIDE BY ZERO | #DIVIDE BY ZERO
1-評估 |  | 2 | A |  | A116.W05 | System 1 year warranty extension -Software free upgrade -Hardware coverage in case of natural damage -Maintenance: Turntable and shielding door, twice a year -Performance check: Quiet zone ripple and shielding effective, once a year -Replacement: RF rotary joint and passive RF cable on the turntable, at first year | A411.W051 |  |  |  |  | 1 |  | 22 | [9 empty] | 22 |  | #DIVIDE BY ZERO |  | -22 | #DIVIDE BY ZERO | #UNPARSEABLE | #BLOCKED |  | -0.73333 | #DIVIDE BY ZERO | 0 | 0 | 0 | #DIVIDE BY ZERO | #DIVIDE BY ZERO
|  | 0 |  |  |  | 保固校驗費用 A/M系列相關, /小時 | B627 |  |  |  |  | 20 |  | 20 | [9 empty] | 20 |  | #DIVIDE BY ZERO |  | -20 | #DIVIDE BY ZERO | #UNPARSEABLE | #BLOCKED |  | -0.66667 | #DIVIDE BY ZERO | 0 | 0 | 0 | #DIVIDE BY ZERO | #DIVIDE BY ZERO
|  | 0 |  |  |  | 保固保養費用, /小時 | B627 |  |  |  |  | 2 |  | 2 | [9 empty] | 2 |  | #DIVIDE BY ZERO |  | -2 | #DIVIDE BY ZERO | #UNPARSEABLE | #BLOCKED |  | -0.066667 | #DIVIDE BY ZERO | 0 | 0 | 0 | #DIVIDE BY ZERO | #DIVIDE BY ZERO
1-評估 |  | 2 | A |  | A116.W05 | System 2 years warranty extension -Software free upgrade -Hardware coverage in case of natural damage -Maintenance: Turntable and shielding door, twice a year -Performance check: Quiet zone ripple and shielding effective, once a year -Replacement: RF rotary joint and passive RF cable on the turntable, at first year | A411.W052 |  |  |  |  | 1 |  | 60.4 | [9 empty] | 60.4 |  | #DIVIDE BY ZERO |  | -60.4 | #DIVIDE BY ZERO | #UNPARSEABLE | #BLOCKED |  | -2.0133 | #DIVIDE BY ZERO | 0 | 0 | 0 | #DIVIDE BY ZERO | #DIVIDE BY ZERO
|  | 0 |  |  |  | 保固校驗費用 A/M系列相關, /小時 | B627 |  |  |  |  | 40 |  | 40 | [9 empty] | 40 |  | #DIVIDE BY ZERO |  | -40 | #DIVIDE BY ZERO | #UNPARSEABLE | #BLOCKED |  | -1.3333 | #DIVIDE BY ZERO | 0 | 0 | 0 | #DIVIDE BY ZERO | #DIVIDE BY ZERO
|  | 0 |  |  |  | 保固保養費用, /小時 | B627 |  |  |  |  | 4 |  | 4 | [9 empty] | 4 |  | #DIVIDE BY ZERO |  | -4 | #DIVIDE BY ZERO | #UNPARSEABLE | #BLOCKED |  | -0.13333 | #DIVIDE BY ZERO | 0 | 0 | 0 | #DIVIDE BY ZERO | #DIVIDE BY ZERO
[5 empty] | A212.X | SMA Rotary Joint | B553-B-01 |  | SMA Rotary Joint(DC~18G) SMA(F)-SMA(F) |  |  | 2 |  | 5 | [23 empty] | #DIVIDE BY ZERO | #DIVIDE BY ZERO
[5 empty] | A212.X | FL-410S SMA(M)-SMA(M)-Core-70cm | B553-B-78P78P95700S3 |  |  |  |  | 1 |  | 3.2 | [8 empty] | DUT1 | [14 empty] | #DIVIDE BY ZERO | #DIVIDE BY ZERO
[5 empty] | A212.X | FL-410S SMA(M)-SMA(M)-Core-300cm | B553-B-78P78P953MS3 |  | 藍色線，有磁環300cm(CA78P78P95-3MS3) |  |  | 1 |  | 8.2 | [8 empty] | TT上 | [14 empty] | #DIVIDE BY ZERO | #DIVIDE BY ZERO
1-評估 |  | 3 | A |  | A116.W05 | System 3 years warranty extension -Software free upgrade -Hardware coverage in case of natural damage -Maintenance: Turntable and shielding door, twice a year -Performance check: Quiet zone ripple and shielding effective, once a year -Replacement: RF rotary joint and passive RF cable on the turntable, at first year | A411.W052 |  |  |  |  | 1 |  | 82.4 | [9 empty] | 82.4 |  | #DIVIDE BY ZERO |  | -82.4 | #DIVIDE BY ZERO | #UNPARSEABLE | #BLOCKED |  | -2.7467 | #DIVIDE BY ZERO | 0 | 0 | 0 | #DIVIDE BY ZERO | #DIVIDE BY ZERO
|  | 0 |  |  |  | 保固校驗費用 A/M系列相關, /小時 | B627 |  |  |  |  | 60 |  | 60 | [9 empty] | 60 |  | #DIVIDE BY ZERO |  | -60 | #DIVIDE BY ZERO | #UNPARSEABLE | #BLOCKED |  | -2 | #DIVIDE BY ZERO | 0 | 0 | 0 | #DIVIDE BY ZERO | #DIVIDE BY ZERO
|  | 0 |  |  |  | 保固保養費用, /小時 | B627 |  |  |  |  | 6 |  | 6 | [9 empty] | 6 |  | #DIVIDE BY ZERO |  | -6 | #DIVIDE BY ZERO | #UNPARSEABLE | #BLOCKED |  | -0.2 | #DIVIDE BY ZERO | 0 | 0 | 0 | #DIVIDE BY ZERO | #DIVIDE BY ZERO
|  | 0 |  |  |  | SMA Rotary Joint | B553-B-01 |  |  |  |  | 2 |  | 5 | [9 empty] | 5 |  | #DIVIDE BY ZERO |  | -5 | #DIVIDE BY ZERO | #UNPARSEABLE | #BLOCKED |  | -0.16667 | #DIVIDE BY ZERO | 0 | 0 | 0 | #DIVIDE BY ZERO | #DIVIDE BY ZERO
[6 empty] | FL-410S SMA(M)-SMA(M)-Core-70cm | B553-B-78P78P95700S3 |  |  |  |  | 1 |  | 3.2 | [8 empty] | 轉桌上 Theta +core
[6 empty] | FL-410S SMA(M)-SMA(M)-Core-300cm | B553-B-78P78P953MS3 |  |  |  |  | 1 |  | 8.2 | [8 empty] | 轉桌上 Phi +core
1-評估 |  | 3 | A |  | A116.W05 | System 4 years warranty extension -Software free upgrade -Hardware coverage in case of natural damage -Maintenance: Turntable and shielding door, twice a year -Performance check: Quiet zone ripple and shielding effective, once a year -Replacement: RF rotary joint and passive RF cable on the turntable, at first year | A411.W052 |  |  |  |  | 1 |  | 120.8 | [9 empty] | 120.8 |  | #DIVIDE BY ZERO |  | -120.8 | #DIVIDE BY ZERO | #UNPARSEABLE | #BLOCKED |  | -4.0267 | #DIVIDE BY ZERO | 0 | 0 | 0 | #DIVIDE BY ZERO | #DIVIDE BY ZERO
|  | 0 |  |  |  | 保固校驗費用 A/M系列相關, /小時 | B627 |  |  |  |  | 80 |  | 80 | [9 empty] | 80 |  | #DIVIDE BY ZERO |  | -80 | #DIVIDE BY ZERO | #UNPARSEABLE | #BLOCKED |  | -2.6667 | #DIVIDE BY ZERO | 0 | 0 | 0 | #DIVIDE BY ZERO | #DIVIDE BY ZERO
|  | 0 |  |  |  | 保固保養費用, /小時 | B627 |  |  |  |  | 8 |  | 8 | [9 empty] | 8 |  | #DIVIDE BY ZERO |  | -8 | #DIVIDE BY ZERO | #UNPARSEABLE | #BLOCKED |  | -0.26667 | #DIVIDE BY ZERO | 0 | 0 | 0 | #DIVIDE BY ZERO | #DIVIDE BY ZERO
|  | 0 |  |  |  | SMA Rotary Joint | B553-B-01 |  |  |  |  | 4 |  | 10 | [9 empty] | 10 |  | #DIVIDE BY ZERO |  | -10 | #DIVIDE BY ZERO | #UNPARSEABLE | #BLOCKED |  | -0.33333 | #DIVIDE BY ZERO | 0 | 0 | 0 | #DIVIDE BY ZERO | #DIVIDE BY ZERO
[6 empty] | FL-410S SMA(M)-SMA(M)-Core-70cm | B553-B-78P78P95700S3 |  |  |  |  | 2 |  | 6.4 | [8 empty] | 轉桌上 Theta +core
[6 empty] | FL-410S SMA(M)-SMA(M)-Core-300cm | B553-B-78P78P953MS3 |  |  |  |  | 2 |  | 16.4 | [8 empty] | 轉桌上 Phi +core
1-評估 |  | 3 | A |  | A116.W05 | System 5 years warranty extension -Software free upgrade -Hardware coverage in case of natural damage -Maintenance: Turntable and shielding door, twice a year -Performance check: Quiet zone ripple and shielding effective, once a year -Replacement: RF rotary joint and passive RF cable on the turntable, at first year | A411.W052 |  |  |  |  | 1 |  | 142.8 | [9 empty] | 142.8 |  | #DIVIDE BY ZERO |  | -142.8 | #DIVIDE BY ZERO | #UNPARSEABLE | #BLOCKED |  | -4.76 | #DIVIDE BY ZERO | 0 | 0 | 0 | #DIVIDE BY ZERO | #DIVIDE BY ZERO
|  | 0 |  |  |  | 保固校驗費用 A/M系列相關, /小時 | B627 |  |  |  |  | 100 |  | 100 | [9 empty] | 100 |  | #DIVIDE BY ZERO |  | -100 | #DIVIDE BY ZERO | #UNPARSEABLE | #BLOCKED |  | -3.3333 | #DIVIDE BY ZERO | 0 | 0 | 0 | #DIVIDE BY ZERO | #DIVIDE BY ZERO
|  | 0 |  |  |  | 保固保養費用, /小時 | B627 |  |  |  |  | 10 |  | 10 | [9 empty] | 10 |  | #DIVIDE BY ZERO |  | -10 | #DIVIDE BY ZERO | #UNPARSEABLE | #BLOCKED |  | -0.33333 | #DIVIDE BY ZERO | 0 | 0 | 0 | #DIVIDE BY ZERO | #DIVIDE BY ZERO
|  | 0 |  |  |  | SMA Rotary Joint | B553-B-01 |  |  |  |  | 4 |  | 10 | [9 empty] | 10 |  | #DIVIDE BY ZERO |  | -10 | #DIVIDE BY ZERO | #UNPARSEABLE | #BLOCKED |  | -0.33333 | #DIVIDE BY ZERO | 0 | 0 | 0 | #DIVIDE BY ZERO | #DIVIDE BY ZERO
[6 empty] | FL-410S SMA(M)-SMA(M)-Core-70cm | B553-B-78P78P95700S3 |  |  |  |  | 2 |  | 6.4 | [8 empty] | 轉桌上 Theta +core
[6 empty] | FL-410S SMA(M)-SMA(M)-Core-300cm | B553-B-78P78P953MS3 |  |  |  |  | 2 |  | 16.4 | [8 empty] | 轉桌上 Phi +core
2-開發 |  | 0 | A |  | A116.W05 | System 1 year warranty extension TP only -Software free upgrade -Hardware coverage in case of natural damage -Maintenance: Turntable and shielding door, twice a year -Performance check: Path check and shielding effective, once a year | A411.W051 |  |  |  |  | 1 |  | 0 | [9 empty] | 0 |  | #DIVIDE BY ZERO |  | 0 | #DIVIDE BY ZERO | #UNPARSEABLE | #BLOCKED |  | 0 | #DIVIDE BY ZERO | 0 | 0 | 0 | #DIVIDE BY ZERO | #DIVIDE BY ZERO
2-開發 |  | 0 | A |  | A116.W05 | System 2 years warranty extension TP only -Software free upgrade -Hardware coverage in case of natural damage -Maintenance: Turntable and shielding door, twice a year -Performance check: Path check and shielding effective, once a year | A411.W052 |  |  |  |  | 1 |  | 0 | [9 empty] | 0 |  | #DIVIDE BY ZERO |  | 0 | #DIVIDE BY ZERO | #UNPARSEABLE | #BLOCKED |  | 0 | #DIVIDE BY ZERO | 0 | 0 | 0 | #DIVIDE BY ZERO | #DIVIDE BY ZERO
2-開發 |  | 0 | A |  | A116.W05 | System 3 years warranty extension TP only -Software free upgrade -Hardware coverage in case of natural damage -Maintenance: Turntable and shielding door, twice a year -Performance check: Path check and shielding effective, once a year | A411.W052 |  |  |  |  | 1 |  | 0 | [9 empty] | 0 |  | #DIVIDE BY ZERO |  | 0 | #DIVIDE BY ZERO | #UNPARSEABLE | #BLOCKED |  | 0 | #DIVIDE BY ZERO | 0 | 0 | 0 | #DIVIDE BY ZERO | #DIVIDE BY ZERO
2-開發 |  | 0 | A |  | A116.W05 | System 4 years warranty extension TP only -Software free upgrade -Hardware coverage in case of natural damage -Maintenance: Turntable and shielding door, twice a year -Performance check: Path check and shielding effective, once a year | A411.W052 |  |  |  |  | 1 |  | 0 | [9 empty] | 0 |  | #DIVIDE BY ZERO |  | 0 | #DIVIDE BY ZERO | #UNPARSEABLE | #BLOCKED |  | 0 | #DIVIDE BY ZERO | 0 | 0 | 0 | #DIVIDE BY ZERO | #DIVIDE BY ZERO
2-開發 |  | 0 | A |  | A116.W05 | System 5 years warranty extension TP only -Software free upgrade -Hardware coverage in case of natural damage -Maintenance: Turntable and shielding door, twice a year -Performance check: Path check and shielding effective, once a year | A411.W052 |  |  |  |  | 1 |  | 0 | [9 empty] | 0 |  | #DIVIDE BY ZERO |  | 0 | #DIVIDE BY ZERO | #UNPARSEABLE | #BLOCKED |  | 0 | #DIVIDE BY ZERO | 0 | 0 | 0 | #DIVIDE BY ZERO | #DIVIDE BY ZERO
3-量產 |  | 10 | R |  | A116.V | OTA System Warranty Extension CATR | A411.W2 |  | by Measurement Antenna | [16 empty] | #DIVIDE BY ZERO |  | 0 | #DIVIDE BY ZERO | #UNPARSEABLE | #BLOCKED |  | 0 | #DIVIDE BY ZERO | 0 | 0 | 0 | #DIVIDE BY ZERO | #DIVIDE BY ZERO
1-評估 |  | 2 |  |  | A116.W05 | System 1 years warranty extension -Software free upgrade -Hardware coverage in case of natural damage -Maintenance: Turntable and shielding door, twice a year -Performance check: Path check and shielding effective check, once a year -Warranty excluded: RF passive components, Test fixtures, Computer, Monitor, and the components not provided from Atenlab | [7 empty] | 10 | [9 empty] | 10 |  | #DIVIDE BY ZERO |  | -10 | #DIVIDE BY ZERO | #UNPARSEABLE | #BLOCKED |  | -0.33333 | #DIVIDE BY ZERO | 0 | 0 | 0 | #DIVIDE BY ZERO | #DIVIDE BY ZERO
|  | 0 |  |  |  | 保固校驗費用 R系列相關, /小時 | B627 |  |  |  |  | 6 |  | 6 | [9 empty] | 6 |  | #DIVIDE BY ZERO |  | -6 | #DIVIDE BY ZERO | #UNPARSEABLE | #BLOCKED |  | -0.2 | #DIVIDE BY ZERO | 0 | 0 | 0 | #DIVIDE BY ZERO | #DIVIDE BY ZERO
|  | 0 |  |  |  | 保固保養費用, /小時 | B627 |  |  |  |  | 4 |  | 4 | [9 empty] | 4 |  | #DIVIDE BY ZERO |  | -4 | #DIVIDE BY ZERO | #UNPARSEABLE | #BLOCKED |  | -0.13333 | #DIVIDE BY ZERO | 0 | 0 | 0 | #DIVIDE BY ZERO | #DIVIDE BY ZERO
1-評估 |  | 3 |  |  |  | System 2 years warranty extension -Software free upgrade -Hardware coverage in case of natural damage -Maintenance: Turntable and shielding door, twice a year -Performance check: Path check and shielding effective check, once a year -Replacement: Coaxial RF rotary joint and passive RF cable on the turntable, at first year -Warranty excluded: RF passive components, Test fixtures, Computer, Monitor, and the components not provided from Atenlab | [7 empty] | 46 | [9 empty] | 46 |  | #DIVIDE BY ZERO |  | -46 | #DIVIDE BY ZERO | #UNPARSEABLE | #BLOCKED |  | -1.5333 | #DIVIDE BY ZERO | 0 | 0 | 0 | #DIVIDE BY ZERO | #DIVIDE BY ZERO
|  | 0 |  |  |  | 保固校驗費用 R系列相關, /小時 | B627 |  |  |  |  | 12 |  | 12 | [9 empty] | 12 |  | #DIVIDE BY ZERO |  | -12 | #DIVIDE BY ZERO | #UNPARSEABLE | #BLOCKED |  | -0.4 | #DIVIDE BY ZERO | 0 | 0 | 0 | #DIVIDE BY ZERO | #DIVIDE BY ZERO
|  | 0 |  |  |  | 保固保養費用, /小時 | B627 |  |  |  |  | 4 |  | 4 | [9 empty] | 4 |  | #DIVIDE BY ZERO |  | -4 | #DIVIDE BY ZERO | #UNPARSEABLE | #BLOCKED |  | -0.13333 | #DIVIDE BY ZERO | 0 | 0 | 0 | #DIVIDE BY ZERO | #DIVIDE BY ZERO
|  | 0 |  |  |  | 40GHz高頻旋轉接頭 | B556-B-02 |  |  |  |  | 2 |  | 11 | [9 empty] | 11 |  | #DIVIDE BY ZERO |  | -11 | #DIVIDE BY ZERO | #UNPARSEABLE | #BLOCKED |  | -0.36667 | #DIVIDE BY ZERO | 0 | 0 | 0 | #DIVIDE BY ZERO | #DIVIDE BY ZERO
[6 empty] | UP0264 K(M)-K(M)-270cm core | [5 empty] | 1 |  | 10 | [8 empty] | 轉桌上 Theta +core
[6 empty] | UP0264 K(M)-K(M)-120cm core | [5 empty] | 1 |  | 9 | [8 empty] | 轉桌上 Phi +core
1-評估 |  | 3 |  |  |  | System 3 years warranty extension -Software free upgrade -Hardware coverage in case of natural damage -Maintenance: Turntable and shielding door, twice a year -Performance check: Path check and shielding effective check, once a year -Replacement: Coaxial RF rotary joint and passive RF cable on the turntable, at first year -Warranty excluded: RF passive components, Test fixtures, Computer, Monitor, and the components not provided from Atenlab | [7 empty] | 54 | [9 empty] | 54 |  | #DIVIDE BY ZERO |  | -54 | #DIVIDE BY ZERO | #UNPARSEABLE | #BLOCKED |  | -1.8 | #DIVIDE BY ZERO | 0 | 0 | 0 | #DIVIDE BY ZERO | #DIVIDE BY ZERO
|  | 0 |  |  |  | 保固校驗費用 R系列相關, /小時 | B627 |  |  |  |  | 18 |  | 18 | [9 empty] | 18 |  | #DIVIDE BY ZERO |  | -18 | #DIVIDE BY ZERO | #UNPARSEABLE | #BLOCKED |  | -0.6 | #DIVIDE BY ZERO | 0 | 0 | 0 | #DIVIDE BY ZERO | #DIVIDE BY ZERO
|  | 0 |  |  |  | 保固保養費用, /小時 | B627 |  |  |  |  | 6 |  | 6 | [9 empty] | 6 |  | #DIVIDE BY ZERO |  | -6 | #DIVIDE BY ZERO | #UNPARSEABLE | #BLOCKED |  | -0.2 | #DIVIDE BY ZERO | 0 | 0 | 0 | #DIVIDE BY ZERO | #DIVIDE BY ZERO
|  | 0 |  |  |  | 40GHz高頻旋轉接頭 | B556-B-02 |  |  |  |  | 2 |  | 11 | [9 empty] | 11 |  | #DIVIDE BY ZERO |  | -11 | #DIVIDE BY ZERO | #UNPARSEABLE | #BLOCKED |  | -0.36667 | #DIVIDE BY ZERO | 0 | 0 | 0 | #DIVIDE BY ZERO | #DIVIDE BY ZERO
[6 empty] | UP0264 K(M)-K(M)-270cm core | [5 empty] | 1 |  | 10 | [8 empty] | 轉桌上 Theta +core
[6 empty] | UP0264 K(M)-K(M)-120cm core | [5 empty] | 1 |  | 9 | [8 empty] | 轉桌上 Phi +core
1-評估 |  | 3 |  |  |  | System 4 years warranty extension -Software free upgrade -Hardware coverage in case of natural damage -Maintenance: Turntable and shielding door, twice a year -Performance check: Path check and shielding effective check, once a year -Replacement: Coaxial RF rotary joint and passive RF cable on the turntable, at first year and third year -Warranty excluded: RF passive components, Test fixtures, Computer, Monitor, and the components not provided from Atenlab | [7 empty] | 92 | [9 empty] | 92 |  | #DIVIDE BY ZERO |  | -92 | #DIVIDE BY ZERO | #UNPARSEABLE | #BLOCKED |  | -3.0667 | #DIVIDE BY ZERO | 0 | 0 | 0 | #DIVIDE BY ZERO | #DIVIDE BY ZERO
|  | 0 |  |  |  | 保固校驗費用 R系列相關, /小時 | B627 |  |  |  |  | 24 |  | 24 | [9 empty] | 24 |  | #DIVIDE BY ZERO |  | -24 | #DIVIDE BY ZERO | #UNPARSEABLE | #BLOCKED |  | -0.8 | #DIVIDE BY ZERO | 0 | 0 | 0 | #DIVIDE BY ZERO | #DIVIDE BY ZERO
|  | 0 |  |  |  | 保固保養費用, /小時 | B627 |  |  |  |  | 8 |  | 8 | [9 empty] | 8 |  | #DIVIDE BY ZERO |  | -8 | #DIVIDE BY ZERO | #UNPARSEABLE | #BLOCKED |  | -0.26667 | #DIVIDE BY ZERO | 0 | 0 | 0 | #DIVIDE BY ZERO | #DIVIDE BY ZERO
|  | 0 |  |  |  | 40GHz高頻旋轉接頭 | B556-B-02 |  |  |  |  | 4 |  | 22 | [9 empty] | 22 |  | #DIVIDE BY ZERO |  | -22 | #DIVIDE BY ZERO | #UNPARSEABLE | #BLOCKED |  | -0.73333 | #DIVIDE BY ZERO | 0 | 0 | 0 | #DIVIDE BY ZERO | #DIVIDE BY ZERO
[6 empty] | UP0264 K(M)-K(M)-270cm core | [5 empty] | 2 |  | 20 | [8 empty] | 轉桌上 Theta +core
[6 empty] | UP0264 K(M)-K(M)-120cm core | [5 empty] | 2 |  | 18 | [8 empty] | 轉桌上 Phi +core
1-評估 |  | 3 |  |  |  | System 5 years warranty extension -Software free upgrade -Hardware coverage in case of natural damage -Maintenance: Turntable and shielding door, twice a year -Performance check: Path check and shielding effective check, once a year -Replacement: Coaxial RF rotary joint and passive RF cable on the turntable, at first year and third year -Warranty excluded: RF passive components, Test fixtures, Computer, Monitor, and the components not provided from Atenlab | [7 empty] | 100 | [9 empty] | 100 |  | #DIVIDE BY ZERO |  | -100 | #DIVIDE BY ZERO | #UNPARSEABLE | #BLOCKED |  | -3.3333 | #DIVIDE BY ZERO | 0 | 0 | 0 | #DIVIDE BY ZERO | #DIVIDE BY ZERO
|  | 0 |  |  |  | 保固校驗費用 R系列相關, /小時 | B627 |  |  |  |  | 30 |  | 30 | [9 empty] | 30 |  | #DIVIDE BY ZERO |  | -30 | #DIVIDE BY ZERO | #UNPARSEABLE | #BLOCKED |  | -1 | #DIVIDE BY ZERO | 0 | 0 | 0 | #DIVIDE BY ZERO | #DIVIDE BY ZERO
|  | 0 |  |  |  | 保固保養費用, /小時 | B627 |  |  |  |  | 10 |  | 10 | [9 empty] | 10 |  | #DIVIDE BY ZERO |  | -10 | #DIVIDE BY ZERO | #UNPARSEABLE | #BLOCKED |  | -0.33333 | #DIVIDE BY ZERO | 0 | 0 | 0 | #DIVIDE BY ZERO | #DIVIDE BY ZERO
|  | 0 |  |  |  | 40GHz高頻旋轉接頭 | B556-B-02 |  |  |  |  | 4 |  | 22 | [9 empty] | 22 |  | #DIVIDE BY ZERO |  | -22 | #DIVIDE BY ZERO | #UNPARSEABLE | #BLOCKED |  | -0.73333 | #DIVIDE BY ZERO | 0 | 0 | 0 | #DIVIDE BY ZERO | #DIVIDE BY ZERO
[6 empty] | UP0264 K(M)-K(M)-270cm core | [5 empty] | 2 |  | 20 | [8 empty] | 轉桌上 Theta +core
[6 empty] | UP0264 K(M)-K(M)-120cm core | [5 empty] | 2 |  | 18 | [8 empty] | 轉桌上 Phi +core
2-開發 |  | 0 |  |  | A116.W05 | System 1 years warranty extension (R2) -Software free upgrade -Hardware coverage in case of natural damage -Maintenance: Turntable and shielding door, twice a year -Warranty excluded: RF passive components, Test fixtures, Computer, Monitor, and the components not provided from Atenlab | [7 empty] | 0 | [9 empty] | 0 |  | #DIVIDE BY ZERO |  | 0 | #DIVIDE BY ZERO | #UNPARSEABLE | #BLOCKED |  | 0 | #DIVIDE BY ZERO | 0 | 0 | 0 | #DIVIDE BY ZERO | #DIVIDE BY ZERO
2-開發 |  | 0 |  |  |  | System 2 years warranty extension (R2) -Software free upgrade -Hardware coverage in case of natural damage -Maintenance: Turntable and shielding door, twice a year -Replacement: Coaxial RF rotary joint and passive RF cable on the turntable, at first year -Warranty excluded: RF passive components, Test fixtures, Computer, Monitor, and the components not provided from Atenlab | [7 empty] | 0 | [9 empty] | 0 |  | #DIVIDE BY ZERO |  | 0 | #DIVIDE BY ZERO | #UNPARSEABLE | #BLOCKED |  | 0 | #DIVIDE BY ZERO | 0 | 0 | 0 | #DIVIDE BY ZERO | #DIVIDE BY ZERO
2-開發 |  | 0 |  |  |  | System 3 years warranty extension (R2) -Software free upgrade -Hardware coverage in case of natural damage -Maintenance: Turntable and shielding door, twice a year -Replacement: Coaxial RF rotary joint and passive RF cable on the turntable, at first year -Warranty excluded: RF passive components, Test fixtures, Computer, Monitor, and the components not provided from Atenlab | [7 empty] | 0 | [9 empty] | 0 |  | #DIVIDE BY ZERO |  | 0 | #DIVIDE BY ZERO | #UNPARSEABLE | #BLOCKED |  | 0 | #DIVIDE BY ZERO | 0 | 0 | 0 | #DIVIDE BY ZERO | #DIVIDE BY ZERO
2-開發 |  | 0 |  |  |  | System 4 years warranty extension (R2) -Software free upgrade -Hardware coverage in case of natural damage -Maintenance: Turntable and shielding door, twice a year -Replacement: Coaxial RF rotary joint and passive RF cable on the turntable, at first year and third year -Warranty excluded: RF passive components, Test fixtures, Computer, Monitor, and the components not provided from Atenlab | [7 empty] | 0 | [9 empty] | 0 |  | #DIVIDE BY ZERO |  | 0 | #DIVIDE BY ZERO | #UNPARSEABLE | #BLOCKED |  | 0 | #DIVIDE BY ZERO | 0 | 0 | 0 | #DIVIDE BY ZERO | #DIVIDE BY ZERO
2-開發 |  | 0 |  |  |  | System 5 years warranty extension (R2) -Software free upgrade -Hardware coverage in case of natural damage -Maintenance: Turntable and shielding door, twice a year -Replacement: Coaxial RF rotary joint and passive RF cable on the turntable, at first year and third year -Warranty excluded: RF passive components, Test fixtures, Computer, Monitor, and the components not provided from Atenlab | [7 empty] | 0 | [9 empty] | 0 |  | #DIVIDE BY ZERO |  | 0 | #DIVIDE BY ZERO | #UNPARSEABLE | #BLOCKED |  | 0 | #DIVIDE BY ZERO | 0 | 0 | 0 | #DIVIDE BY ZERO | #DIVIDE BY ZERO
[5 empty] | - | 2025營業目標 | [5 empty] | 目標數 | 台幣牌價 | 台幣成本 | 成交價 | 折扣率 | 毛利率 | 2025目標營業額 | 目標毛利 | 目標毛利率
[5 empty] | - | A-賣出商品(Commodity)(Sean)Customization) | AXXX.AXXX | [7 empty] | 、 |  |  | 0 | 0 | #DIVIDE BY ZERO
1-評估 |  |  | 0 |  |  | A1-Measurement System | A1 | [10 empty] | 0 | 0 | #DIVIDE BY ZERO | 0% | 0% | Q21104 |  |  | 0%
1-評估 | [5 empty] | A2-Hardware Component | A2.PON | 1 | A2XX-9XXX(Others/Customization) | [8 empty] | 0 | 0 | #DIVIDE BY ZERO | 0% | 0%
1-評估 | [5 empty] | A3-Software & Service | A3 |  | License only | [8 empty] | 0 | 0 | #DIVIDE BY ZERO | 0% | 0%
1-評估 | [5 empty] | A4-Upgrades (由1改4) | A4 | [10 empty] | 0 | 0 | #DIVIDE BY ZERO | 0% | 0%
0-未開 | [5 empty] | A5-Products of Atenlab Service (Lilyy)(OK)(SS)(Shipping) | A5
1-評估 | [5 empty] | A6-Military | A6.PON | 1 | A2XX-9XXX(Others/Customization) | [8 empty] | 0 | 0 | #DIVIDE BY ZERO | 0% | 0%
1-評估 | [5 empty] | A7-Trading Service | A7 | [11 empty] | 0 | set
0-未開 | [5 empty] | A9-其他 | A8.PON | [15 empty] | Q21103

## Comments
Row 1 | 有序號就是量產 | bILL Wu | 2026/01/30 下午 7:06
Row 124 | Q20145-洛達 Q2024-內湖仁寶 Q20302-先進 Q20433-安普心 Q20406-Vietnam | bILL Wu | 2021/02/28 下午 2:07
Row 201 | Q20312-華陞 Q20333-Vietnam Q20409-智邦 Q20410-廣達 Q20413-泰金寶 Q20435-建漢 Q20431-Auto antenna Q20441-長弘 Q20445-TL-RFS Q20335-優比快 Q20434-鵬鼎 | bILL Wu | 2021/02/28 下午 2:06
Row 202 | A3-other electric | bILL Wu | 2021/02/28 下午 2:35
Row 202 | A2-Filters | bILL Wu | 2021/02/28 下午 2:34
Row 202 | A1-Absorber | bILL Wu | 2021/02/28 下午 2:34
Row 202 | A0-Shielding | bILL Wu | 2021/02/28 下午 2:34
Row 269 | C2-Cables | bILL Wu | 2021/02/28 下午 3:42
Row 269 | C1- Switching | bILL Wu | 2021/02/28 下午 3:42
Row 269 | C0-Antenna System | bILL Wu | 2021/02/28 下午 3:42
Row 270 | C0-Antenna system | bILL Wu | 2021/02/28 下午 3:41
Row 6242 | Testing sample好像有誤，售價為成本約2倍 | bILL Wu | 2017/03/11 下午 10:11
Row 6243 | A6-P(420/490)(14W/20W)-(15%30% off) A6-P/2/3/4(520/620[TDD-25,FDD-25, 23G-30, HW-50))(18W/26W)(TDD-1.5,FDD-1.5, 23G-1, HW-2)(15%30% off) A6-BT(30/40)(1W/1.5W)(15%30% off) A6-WiFi(30/40)(1W/1.5W)(15%30% off) A6-CA(50/60)(1.7W/2.4W)(15%30% off) ------------- A3-P(240/285)(9W/13W)-(15%30% off) A3-P/2/3/4(340/415[TDD-25,FDD-25, 23G-30, HW-50))(13W/19W)(TDD-1.5,FDD-1.5, 23G-1, HW-2)(15%30% off) A3-BT(30/40)(1W/1.5W)(15%30% off) A3-WiFi(30/40)(1W/1.5W)(15%30% off) A3-CA(50/60)(1.7W/2.4W)(15%30% off) ------------- A8-P(500/590)(17W/24W)-(15%30% off) A8-P/2/3/4(600/720[TDD-25,FDD-25, 23G-30, HW-50))(21W/30W)(TDD-1.5,FDD-1.5, 23G-1, HW-2)(15%30% off) A8-BT(30/40)(1W/1.5W)(15%30% off) A8-WiFi(30/40)(1W/1.5W)(15%30% off) A8-CA(50/60)(1.7W/2.4W)(15%30% off) A8-MIMO(250/300) ------------- A2-4G(150/190)(6W/8W) 20% off A2-W/C/T(20/26)(0.8/1) 20% off A2-Full Voice(50/65)(2W/2.5W) 20% off ------------- | bILL Wu | 2017/04/06 下午 4:49