## 2026產品牌價
Keynote | S | No | PN | O/N | O/D | C1 | C2 | C3 | Note | Cost | Q'ty | U/P | Price | Profit | P/M | Discount. % | Dis profit | DIs P/M | Days | Link | remark | Internal No. | Unit/Weight | Packet/Weight | Owner
|  | 1 | Name/Discrption | [6 empty] | 0 | 0 |  | 0 | 0 | #DIVIDE BY ZERO | #DIVIDE BY ZERO
|  | 1 | A1..System |  |  | 0 | 0 | 0 |  | 5213144.3 | 6 |  | 10821440 | 5608295.7 | 51.83% | 51.83%
|  | 1 | A11..A class | [6 empty] | 0 | 1 | Patrick | 185300 | 185300 | 100% | 100% | [8 empty] | 1
| 4 |  | A111..A1 OTA | [7 empty] | 1 |  |  |  |  | #DIVIDE BY ZERO
A1 Anechoic Chamber
| 2 | 8 | SE-X Laser Alignment System |  | 2.5 |  |  |  |  | 0 |  | 0 | 30
| 3 |  | SE-X332 3-Plane Laser Alignment Tool -Dimension: H170xW150xL170mm -Mounting Type: Ceiling Mount -Self-Leveling Features: 2 Vertical Planes – Auto Self-Leveling (Ceiling mount) 1 Horizontal Plane – Auto Self-Leveling (Wall mount) -Fine Adjustment: 2 cm range manual adjustment on X, Y, Z axes for precise positioning after mounting) | M587.2661 | 3 |  |  |  | A2/A3/A4/A6/A8 M587.2661 | 8 | 1 | 30 | 30 | 22 | 0.73333 |  |  |  | 10 |  |  |  | 0.5 | 0.8
A1 RF System
M581.2524.WA
12/12 |  |  | M581.2524..WAS1
12/12 |  |  | M581.2524..WAS2
12/22 |  |  | M581.2524..WAU1
|  |  | A1 Anechoic Chamber | [6 empty] | 0
|  |  | A1 RF System | [6 empty] | 0
|  |  | A1 Positioner system | [6 empty] | 0
0
|  |  | A1 System Controller& miscellaneous | [6 empty] | 0
0
|  |  | A1 Upgrade | [6 empty] | 0
|  |  | A1 Acceptance | [6 empty] | 0
|  |  | A1 Warranty | [6 empty] | 0
| 2 | 1 | A4 Anechoic Chamber System | [6 empty] | 0 | 1 | 0 | 0
| 2 | 2 | SE-R2 OTA Shielding Room | [6 empty] | 0 |  | 0 | 0
|  |  | SE-R22 Shielding Room (3.5/1.7/1.7) -Outside Dimension: L3.5 x W1.7 x H2.4m +/-5cm (include the shelf) -Shelf: H0.7m included wheels -Inside Dimension: L3.4 x W1.6 x H1.6m +/-5cm -Shielding effective: 30M - 18GHz > 100dB -Modular steel pan type by 2mm galvanized steel sheet -Painted on visual panel -Flat Shielding Swing Door Dimension W1.0 x H1.0 m Blade contact auto-latching -AB-X1 EPP Absorber Set Material: Expandable Polypropylene AB-X12: 30cm height pyramid absorber RoHS & REACH Compliant | [6 empty] | 0 |  | 0 | 0
| 2 | 3 | SE-D2 Shielding Swing Door | [6 empty] | 0 |  | 0 | 0
|  |  | SE-R22 Shielding Room (3.5/1.7/1.7) -Outside Dimension: L3.5 x W1.7 x H2.4m +/-5cm (include the shelf) -Shelf: H0.7m included wheels -Inside Dimension: L3.4 x W1.6 x H1.6m +/-5cm -Shielding effective: 30M - 18GHz > 100dB -Modular steel pan type by 2mm galvanized steel sheet -Painted on visual panel -Flat Shielding Swing Door Dimension W1.0 x H1.0 m Blade contact auto-latching -AB-X1 EPP Absorber Set Material: Expandable Polypropylene AB-X12: 30cm height pyramid absorber RoHS & REACH Compliant | [6 empty] | 0 |  | 0 | 0
| 2 | 4 | SE-D2 Shielding Swing Door (Additional) | [6 empty] | 0 |  | 0 | 0
|  |  | SE-R22 Shielding Room (3.5/1.7/1.7) -Outside Dimension: L3.5 x W1.7 x H2.4m +/-5cm (include the shelf) -Shelf: H0.7m included wheels -Inside Dimension: L3.4 x W1.6 x H1.6m +/-5cm -Shielding effective: 30M - 18GHz > 100dB -Modular steel pan type by 2mm galvanized steel sheet -Painted on visual panel -Flat Shielding Swing Door Dimension W1.0 x H1.0 m Blade contact auto-latching -AB-X1 EPP Absorber Set Material: Expandable Polypropylene AB-X12: 30cm height pyramid absorber RoHS & REACH Compliant | [6 empty] | 0 |  | 0 | 0
| 2 | 5 | SE-A1 Access panel | [6 empty] | 0 |  | 0 | 0
|  |  | SE-R22 Shielding Room (3.5/1.7/1.7) -Outside Dimension: L3.5 x W1.7 x H2.4m +/-5cm (include the shelf) -Shelf: H0.7m included wheels -Inside Dimension: L3.4 x W1.6 x H1.6m +/-5cm -Shielding effective: 30M - 18GHz > 100dB -Modular steel pan type by 2mm galvanized steel sheet -Painted on visual panel -Flat Shielding Swing Door Dimension W1.0 x H1.0 m Blade contact auto-latching -AB-X1 EPP Absorber Set Material: Expandable Polypropylene AB-X12: 30cm height pyramid absorber RoHS & REACH Compliant | [6 empty] | 0 |  | 0 | 0
| 2 | 6 | AB-X1 EPP Absorber Set | [6 empty] | 0 |  | 0 | 0
|  |  | SE-R22 Shielding Room (3.5/1.7/1.7) -Outside Dimension: L3.5 x W1.7 x H2.4m +/-5cm (include the shelf) -Shelf: H0.7m included wheels -Inside Dimension: L3.4 x W1.6 x H1.6m +/-5cm -Shielding effective: 30M - 18GHz > 100dB -Modular steel pan type by 2mm galvanized steel sheet -Painted on visual panel -Flat Shielding Swing Door Dimension W1.0 x H1.0 m Blade contact auto-latching -AB-X1 EPP Absorber Set Material: Expandable Polypropylene AB-X12: 30cm height pyramid absorber RoHS & REACH Compliant | [6 empty] | 0 |  | 0 | 0
| 2 | 7 | SE-F Power & Signal filter Set | [6 empty] | 0 |  | 0 | 0
|  |  | SE-R22 Shielding Room (3.5/1.7/1.7) -Outside Dimension: L3.5 x W1.7 x H2.4m +/-5cm (include the shelf) -Shelf: H0.7m included wheels -Inside Dimension: L3.4 x W1.6 x H1.6m +/-5cm -Shielding effective: 30M - 18GHz > 100dB -Modular steel pan type by 2mm galvanized steel sheet -Painted on visual panel -Flat Shielding Swing Door Dimension W1.0 x H1.0 m Blade contact auto-latching -AB-X1 EPP Absorber Set Material: Expandable Polypropylene AB-X12: 30cm height pyramid absorber RoHS & REACH Compliant | [6 empty] | 0 |  | 0 | 0
| 2 | 8 | SE-X Laser Alignment System | [6 empty] | 0 |  | 0 | 0
|  |  | SE-R22 Shielding Room (3.5/1.7/1.7) -Outside Dimension: L3.5 x W1.7 x H2.4m +/-5cm (include the shelf) -Shelf: H0.7m included wheels -Inside Dimension: L3.4 x W1.6 x H1.6m +/-5cm -Shielding effective: 30M - 18GHz > 100dB -Modular steel pan type by 2mm galvanized steel sheet -Painted on visual panel -Flat Shielding Swing Door Dimension W1.0 x H1.0 m Blade contact auto-latching -AB-X1 EPP Absorber Set Material: Expandable Polypropylene AB-X12: 30cm height pyramid absorber RoHS & REACH Compliant | [6 empty] | 0 |  | 0 | 0
外殼1/16 電路板找設計 | 2 | 1 | A4 RF System | [6 empty] | 0 | 1 | 0 | 0
| 2 | 2 | SE-R2 OTA Shielding Room | [6 empty] | 0 |  | 0 | 0
|  |  | SE-R22 Shielding Room (3.5/1.7/1.7) -Outside Dimension: L3.5 x W1.7 x H2.4m +/-5cm (include the shelf) -Shelf: H0.7m included wheels -Inside Dimension: L3.4 x W1.6 x H1.6m +/-5cm -Shielding effective: 30M - 18GHz > 100dB -Modular steel pan type by 2mm galvanized steel sheet -Painted on visual panel -Flat Shielding Swing Door Dimension W1.0 x H1.0 m Blade contact auto-latching -AB-X1 EPP Absorber Set Material: Expandable Polypropylene AB-X12: 30cm height pyramid absorber RoHS & REACH Compliant | [6 empty] | 0 |  | 0 | 0
| 2 | 3 | SE-D2 Shielding Swing Door | [6 empty] | 0 |  | 0 | 0
| 2 | 4 | SE-D2 Shielding Swing Door (Additional) | [6 empty] | 0 |  | 0 | 0
| 2 | 5 | SE-A1 Access panel | [6 empty] | 0 |  | 0 | 0
| 2 | 6 | AB-X1 EPP Absorber Set | [6 empty] | 0 |  | 0 | 0
| 2 | 7 | SE-F Power & Signal filter Set | [6 empty] | 0 |  | 0 | 0
| 2 | 8 | SE-X Laser Alignment System | [6 empty] | 0 |  | 0 | 0
預1/9到貨3個 缺2個追加1/16到貨 | 2 | 1 | M581.2539.A.C02..底座 | [5 empty] | 90x30x13.82, AL6061 | 727 | 1 | 727 | 0 |  |  | #UNPARSEABLE
預1/9到貨3個 缺2個追加1/16到貨 | 2 | 1 | M581.2539.A.C03..左右蓋 | [5 empty] | 30x30x8, AL6061 | 754 | 2 | 377 | 0 |  |  | #UNPARSEABLE
Sherry購 預0109到 | 2 | 1 | M581.2539.A.E01..RJ45接頭 | [5 empty] | 焊接耗損另計10~25% | 1634 | 2 | 817 | 0 |  |  | #UNPARSEABLE
Sherry購 預0112到 | 2 | 1 | M581.2539.A.E02..IC | [5 empty] | 焊接耗損另計10~25% | 36 | 4 | 9 | 0 |  |  | #UNPARSEABLE
Sherry購 預0112到 | 2 |  | M581.2539.A.E03..IC | [5 empty] | 焊接耗損另計10~25% | 112 | 16 | 7 | 0 |  |  | #UNPARSEABLE
0107City確認料足 | 3 | 1 | M581.2539.A.D01..雙排差接頭 | [5 empty] | 焊接耗損另計10~25% | 10 | 2 | 5 | 0 |  |  | #UNPARSEABLE
0107City確認料足 | 3 | 1 | M581.2539.A.D02..漆包線 | [5 empty] | 用量 約80cm 焊接耗損另計10~25% | 40 | 8 | 5 | 0 |  |  | #UNPARSEABLE
0107採購 預0115寄出 | 2 | 1 | M581.2539.A.N01..RJ45電路板 | [5 empty] | 含電子元件 焊接耗損另計10~25% | 194 | 2 | 97 | 0 |  |  | #UNPARSEABLE
外殼1/16 電路板找設計 | 2 | 1 | A4 Positioner & Control System | [6 empty] | 0 | 1 | 0 | 0
| 2 | 2 | SE-R2 OTA Shielding Room | [6 empty] | 0 |  | 0 | 0
|  |  | SE-R22 Shielding Room (3.5/1.7/1.7) -Outside Dimension: L3.5 x W1.7 x H2.4m +/-5cm (include the shelf) -Shelf: H0.7m included wheels -Inside Dimension: L3.4 x W1.6 x H1.6m +/-5cm -Shielding effective: 30M - 18GHz > 100dB -Modular steel pan type by 2mm galvanized steel sheet -Painted on visual panel -Flat Shielding Swing Door Dimension W1.0 x H1.0 m Blade contact auto-latching -AB-X1 EPP Absorber Set Material: Expandable Polypropylene AB-X12: 30cm height pyramid absorber RoHS & REACH Compliant | [6 empty] | 0 |  | 0 | 0
| 2 | 3 | SE-D2 Shielding Swing Door | [6 empty] | 0 |  | 0 | 0
| 2 | 4 | SE-D2 Shielding Swing Door (Additional) | [6 empty] | 0 |  | 0 | 0
| 2 | 5 | SE-A1 Access panel | [6 empty] | 0 |  | 0 | 0
| 2 | 6 | AB-X1 EPP Absorber Set | [6 empty] | 0 |  | 0 | 0
| 2 | 7 | SE-F Power & Signal filter Set | [6 empty] | 0 |  | 0 | 0
| 2 | 8 | SE-X Laser Alignment System | [6 empty] | 0 |  | 0 | 0
預1/9到貨3個 缺2個追加1/16到貨 | 2 | 1 | M581.2539.A.C01..上蓋 | [5 empty] | 90x30x16.18mm, AL6061 | 727 | 1 | 727 | 0 |  |  | #UNPARSEABLE
預1/9到貨3個 缺2個追加1/16到貨 | 2 | 1 | M581.2539.A.C02..底座 | [5 empty] | 90x30x13.82, AL6061 | 727 | 1 | 727 | 0 |  |  | #UNPARSEABLE
預1/9到貨3個 缺2個追加1/16到貨 | 2 | 1 | M581.2539.A.C03..左右蓋 | [5 empty] | 30x30x8, AL6061 | 754 | 2 | 377 | 0 |  |  | #UNPARSEABLE
Sherry購 預0109到 | 2 | 1 | M581.2539.A.E01..RJ45接頭 | [5 empty] | 焊接耗損另計10~25% | 1634 | 2 | 817 | 0 |  |  | #UNPARSEABLE
Sherry購 預0112到 | 2 | 1 | M581.2539.A.E02..IC | [5 empty] | 焊接耗損另計10~25% | 36 | 4 | 9 | 0 |  |  | #UNPARSEABLE
Sherry購 預0112到 | 2 |  | M581.2539.A.E03..IC | [5 empty] | 焊接耗損另計10~25% | 112 | 16 | 7 | 0 |  |  | #UNPARSEABLE
0107City確認料足 | 3 | 1 | M581.2539.A.D01..雙排差接頭 | [5 empty] | 焊接耗損另計10~25% | 10 | 2 | 5 | 0 |  |  | #UNPARSEABLE
0107City確認料足 | 3 | 1 | M581.2539.A.D02..漆包線 | [5 empty] | 用量 約80cm 焊接耗損另計10~25% | 40 | 8 | 5 | 0 |  |  | #UNPARSEABLE
0107採購 預0115寄出 | 2 | 1 | M581.2539.A.N01..RJ45電路板 | [5 empty] | 含電子元件 焊接耗損另計10~25% | 194 | 2 | 97 | 0 |  |  | #UNPARSEABLE
外殼1/16 電路板找設計 | 2 | 1 | A4 Measurement Software | [6 empty] | 0 | 1 | 0 | 0
| 2 | 2 | SE-R2 OTA Shielding Room | [6 empty] | 0 |  | 0 | 0
|  |  | SE-R22 Shielding Room (3.5/1.7/1.7) -Outside Dimension: L3.5 x W1.7 x H2.4m +/-5cm (include the shelf) -Shelf: H0.7m included wheels -Inside Dimension: L3.4 x W1.6 x H1.6m +/-5cm -Shielding effective: 30M - 18GHz > 100dB -Modular steel pan type by 2mm galvanized steel sheet -Painted on visual panel -Flat Shielding Swing Door Dimension W1.0 x H1.0 m Blade contact auto-latching -AB-X1 EPP Absorber Set Material: Expandable Polypropylene AB-X12: 30cm height pyramid absorber RoHS & REACH Compliant | [6 empty] | 0 |  | 0 | 0
| 2 | 3 | SE-D2 Shielding Swing Door | [6 empty] | 0 |  | 0 | 0
| 2 | 4 | SE-D2 Shielding Swing Door (Additional) | [6 empty] | 0 |  | 0 | 0
| 2 | 5 | SE-A1 Access panel | [6 empty] | 0 |  | 0 | 0
| 2 | 6 | AB-X1 EPP Absorber Set | [6 empty] | 0 |  | 0 | 0
| 2 | 7 | SE-F Power & Signal filter Set | [6 empty] | 0 |  | 0 | 0
| 2 | 8 | SE-X Laser Alignment System | [6 empty] | 0 |  | 0 | 0
預1/9到貨3個 缺2個追加1/16到貨 | 2 | 1 | M581.2539.A.C01..上蓋 | [5 empty] | 90x30x16.18mm, AL6061 | 727 | 1 | 727 | 0 |  |  | #UNPARSEABLE
預1/9到貨3個 缺2個追加1/16到貨 | 2 | 1 | M581.2539.A.C02..底座 | [5 empty] | 90x30x13.82, AL6061 | 727 | 1 | 727 | 0 |  |  | #UNPARSEABLE
預1/9到貨3個 缺2個追加1/16到貨 | 2 | 1 | M581.2539.A.C03..左右蓋 | [5 empty] | 30x30x8, AL6061 | 754 | 2 | 377 | 0 |  |  | #UNPARSEABLE
Sherry購 預0109到 | 2 | 1 | M581.2539.A.E01..RJ45接頭 | [5 empty] | 焊接耗損另計10~25% | 1634 | 2 | 817 | 0 |  |  | #UNPARSEABLE
Sherry購 預0112到 | 2 | 1 | M581.2539.A.E02..IC | [5 empty] | 焊接耗損另計10~25% | 36 | 4 | 9 | 0 |  |  | #UNPARSEABLE
Sherry購 預0112到 | 2 |  | M581.2539.A.E03..IC | [5 empty] | 焊接耗損另計10~25% | 112 | 16 | 7 | 0 |  |  | #UNPARSEABLE
0107City確認料足 | 3 | 1 | M581.2539.A.D01..雙排差接頭 | [5 empty] | 焊接耗損另計10~25% | 10 | 2 | 5 | 0 |  |  | #UNPARSEABLE
0107City確認料足 | 3 | 1 | M581.2539.A.D02..漆包線 | [5 empty] | 用量 約80cm 焊接耗損另計10~25% | 40 | 8 | 5 | 0 |  |  | #UNPARSEABLE
0107採購 預0115寄出 | 2 | 1 | M581.2539.A.N01..RJ45電路板 | [5 empty] | 含電子元件 焊接耗損另計10~25% | 194 | 2 | 97 | 0 |  |  | #UNPARSEABLE
外殼1/16 電路板找設計 | 2 | 1 | A4 Upgrade | [6 empty] | 0 | 1 | 0 | 0
| 2 | 2 | SE-R2 OTA Shielding Room | [6 empty] | 0 |  | 0 | 0
|  |  | SE-R22 Shielding Room (3.5/1.7/1.7) -Outside Dimension: L3.5 x W1.7 x H2.4m +/-5cm (include the shelf) -Shelf: H0.7m included wheels -Inside Dimension: L3.4 x W1.6 x H1.6m +/-5cm -Shielding effective: 30M - 18GHz > 100dB -Modular steel pan type by 2mm galvanized steel sheet -Painted on visual panel -Flat Shielding Swing Door Dimension W1.0 x H1.0 m Blade contact auto-latching -AB-X1 EPP Absorber Set Material: Expandable Polypropylene AB-X12: 30cm height pyramid absorber RoHS & REACH Compliant | [6 empty] | 0 |  | 0 | 0
| 2 | 3 | SE-D2 Shielding Swing Door | [6 empty] | 0 |  | 0 | 0
| 2 | 4 | SE-D2 Shielding Swing Door (Additional) | [6 empty] | 0 |  | 0 | 0
| 2 | 5 | SE-A1 Access panel | [6 empty] | 0 |  | 0 | 0
| 2 | 6 | AB-X1 EPP Absorber Set | [6 empty] | 0 |  | 0 | 0
| 2 | 7 | SE-F Power & Signal filter Set | [6 empty] | 0 |  | 0 | 0
| 2 | 8 | SE-X Laser Alignment System | [6 empty] | 0 |  | 0 | 0
預1/9到貨3個 缺2個追加1/16到貨 | 2 | 1 | M581.2539.A.C01..上蓋 | [5 empty] | 90x30x16.18mm, AL6061 | 727 | 1 | 727 | 0 |  |  | #UNPARSEABLE
預1/9到貨3個 缺2個追加1/16到貨 | 2 | 1 | M581.2539.A.C02..底座 | [5 empty] | 90x30x13.82, AL6061 | 727 | 1 | 727 | 0 |  |  | #UNPARSEABLE
預1/9到貨3個 缺2個追加1/16到貨 | 2 | 1 | M581.2539.A.C03..左右蓋 | [5 empty] | 30x30x8, AL6061 | 754 | 2 | 377 | 0 |  |  | #UNPARSEABLE
Sherry購 預0109到 | 2 | 1 | M581.2539.A.E01..RJ45接頭 | [5 empty] | 焊接耗損另計10~25% | 1634 | 2 | 817 | 0 |  |  | #UNPARSEABLE
Sherry購 預0112到 | 2 | 1 | M581.2539.A.E02..IC | [5 empty] | 焊接耗損另計10~25% | 36 | 4 | 9 | 0 |  |  | #UNPARSEABLE
Sherry購 預0112到 | 2 |  | M581.2539.A.E03..IC | [5 empty] | 焊接耗損另計10~25% | 112 | 16 | 7 | 0 |  |  | #UNPARSEABLE
0107City確認料足 | 3 | 1 | M581.2539.A.D01..雙排差接頭 | [5 empty] | 焊接耗損另計10~25% | 10 | 2 | 5 | 0 |  |  | #UNPARSEABLE
0107City確認料足 | 3 | 1 | M581.2539.A.D02..漆包線 | [5 empty] | 用量 約80cm 焊接耗損另計10~25% | 40 | 8 | 5 | 0 |  |  | #UNPARSEABLE
0107採購 預0115寄出 | 2 | 1 | M581.2539.A.N01..RJ45電路板 | [5 empty] | 含電子元件 焊接耗損另計10~25% | 194 | 2 | 97 | 0 |  |  | #UNPARSEABLE
外殼1/16 電路板找設計 | 2 | 1 | A4 System Acceptance | [6 empty] | 0 | 1 | 0 | 0
| 2 | 2 | SE-R2 OTA Shielding Room | [6 empty] | 0 |  | 0 | 0
|  |  | SE-R22 Shielding Room (3.5/1.7/1.7) -Outside Dimension: L3.5 x W1.7 x H2.4m +/-5cm (include the shelf) -Shelf: H0.7m included wheels -Inside Dimension: L3.4 x W1.6 x H1.6m +/-5cm -Shielding effective: 30M - 18GHz > 100dB -Modular steel pan type by 2mm galvanized steel sheet -Painted on visual panel -Flat Shielding Swing Door Dimension W1.0 x H1.0 m Blade contact auto-latching -AB-X1 EPP Absorber Set Material: Expandable Polypropylene AB-X12: 30cm height pyramid absorber RoHS & REACH Compliant | [6 empty] | 0 |  | 0 | 0
| 2 | 3 | SE-D2 Shielding Swing Door | [6 empty] | 0 |  | 0 | 0
| 2 | 4 | SE-D2 Shielding Swing Door (Additional) | [6 empty] | 0 |  | 0 | 0
| 2 | 5 | SE-A1 Access panel | [6 empty] | 0 |  | 0 | 0
| 2 | 6 | AB-X1 EPP Absorber Set | [6 empty] | 0 |  | 0 | 0
| 2 | 7 | SE-F Power & Signal filter Set | [6 empty] | 0 |  | 0 | 0
| 2 | 8 | SE-X Laser Alignment System | [6 empty] | 0 |  | 0 | 0
預1/9到貨3個 缺2個追加1/16到貨 | 2 | 1 | M581.2539.A.C01..上蓋 | [5 empty] | 90x30x16.18mm, AL6061 | 727 | 1 | 727 | 0 |  |  | #UNPARSEABLE
預1/9到貨3個 缺2個追加1/16到貨 | 2 | 1 | M581.2539.A.C02..底座 | [5 empty] | 90x30x13.82, AL6061 | 727 | 1 | 727 | 0 |  |  | #UNPARSEABLE
預1/9到貨3個 缺2個追加1/16到貨 | 2 | 1 | M581.2539.A.C03..左右蓋 | [5 empty] | 30x30x8, AL6061 | 754 | 2 | 377 | 0 |  |  | #UNPARSEABLE
Sherry購 預0109到 | 2 | 1 | M581.2539.A.E01..RJ45接頭 | [5 empty] | 焊接耗損另計10~25% | 1634 | 2 | 817 | 0 |  |  | #UNPARSEABLE
Sherry購 預0112到 | 2 | 1 | M581.2539.A.E02..IC | [5 empty] | 焊接耗損另計10~25% | 36 | 4 | 9 | 0 |  |  | #UNPARSEABLE
Sherry購 預0112到 | 2 |  | M581.2539.A.E03..IC | [5 empty] | 焊接耗損另計10~25% | 112 | 16 | 7 | 0 |  |  | #UNPARSEABLE
0107City確認料足 | 3 | 1 | M581.2539.A.D01..雙排差接頭 | [5 empty] | 焊接耗損另計10~25% | 10 | 2 | 5 | 0 |  |  | #UNPARSEABLE
0107City確認料足 | 3 | 1 | M581.2539.A.D02..漆包線 | [5 empty] | 用量 約80cm 焊接耗損另計10~25% | 40 | 8 | 5 | 0 |  |  | #UNPARSEABLE
0107採購 預0115寄出 | 2 | 1 | M581.2539.A.N01..RJ45電路板 | [5 empty] | 含電子元件 焊接耗損另計10~25% | 194 | 2 | 97 | 0 |  |  | #UNPARSEABLE
外殼1/16 電路板找設計 | 2 | 1 | A4 System Warranty | [6 empty] | 0 | 1 | 0 | 0
| 2 | 2 | SE-R2 OTA Shielding Room | [6 empty] | 0 |  | 0 | 0
|  |  | SE-R22 Shielding Room (3.5/1.7/1.7) -Outside Dimension: L3.5 x W1.7 x H2.4m +/-5cm (include the shelf) -Shelf: H0.7m included wheels -Inside Dimension: L3.4 x W1.6 x H1.6m +/-5cm -Shielding effective: 30M - 18GHz > 100dB -Modular steel pan type by 2mm galvanized steel sheet -Painted on visual panel -Flat Shielding Swing Door Dimension W1.0 x H1.0 m Blade contact auto-latching -AB-X1 EPP Absorber Set Material: Expandable Polypropylene AB-X12: 30cm height pyramid absorber RoHS & REACH Compliant | [6 empty] | 0 |  | 0 | 0
| 2 | 3 | SE-D2 Shielding Swing Door | [6 empty] | 0 |  | 0 | 0
| 2 | 4 | SE-D2 Shielding Swing Door (Additional) | [6 empty] | 0 |  | 0 | 0
| 2 | 5 | SE-A1 Access panel | [6 empty] | 0 |  | 0 | 0
| 2 | 6 | AB-X1 EPP Absorber Set | [6 empty] | 0 |  | 0 | 0
| 2 | 7 | SE-F Power & Signal filter Set | [6 empty] | 0 |  | 0 | 0
| 2 | 8 | SE-X Laser Alignment System | [6 empty] | 0 |  | 0 | 0
預1/9到貨3個 缺2個追加1/16到貨 | 2 | 1 | M581.2539.A.C01..上蓋 | [5 empty] | 90x30x16.18mm, AL6061 | 727 | 1 | 727 | 0 |  |  | #UNPARSEABLE
預1/9到貨3個 缺2個追加1/16到貨 | 2 | 1 | M581.2539.A.C02..底座 | [5 empty] | 90x30x13.82, AL6061 | 727 | 1 | 727 | 0 |  |  | #UNPARSEABLE
預1/9到貨3個 缺2個追加1/16到貨 | 2 | 1 | M581.2539.A.C03..左右蓋 | [5 empty] | 30x30x8, AL6061 | 754 | 2 | 377 | 0 |  |  | #UNPARSEABLE
Sherry購 預0109到 | 2 | 1 | M581.2539.A.E01..RJ45接頭 | [5 empty] | 焊接耗損另計10~25% | 1634 | 2 | 817 | 0 |  |  | #UNPARSEABLE
Sherry購 預0112到 | 2 | 1 | M581.2539.A.E02..IC | [5 empty] | 焊接耗損另計10~25% | 36 | 4 | 9 | 0 |  |  | #UNPARSEABLE
Sherry購 預0112到 | 2 |  | M581.2539.A.E03..IC | [5 empty] | 焊接耗損另計10~25% | 112 | 16 | 7 | 0 |  |  | #UNPARSEABLE
0107City確認料足 | 3 | 1 | M581.2539.A.D01..雙排差接頭 | [5 empty] | 焊接耗損另計10~25% | 10 | 2 | 5 | 0 |  |  | #UNPARSEABLE
0107City確認料足 | 3 | 1 | M581.2539.A.D02..漆包線 | [5 empty] | 用量 約80cm 焊接耗損另計10~25% | 40 | 8 | 5 | 0 |  |  | #UNPARSEABLE
0107採購 預0115寄出 | 2 | 1 | M581.2539.A.N01..RJ45電路板 | [5 empty] | 含電子元件 焊接耗損另計10~25% | 194 | 2 | 97 | 0 |  |  | #UNPARSEABLE
| 4 |  | A116..A6 OTA | [7 empty] | 1 | 0
外殼1/9 電路板找設計 | 1 | 1 | M581.2538.A..USB Filter | [6 empty] | 0 | 1 | 0 | 0
0106到貨 | 3 | 1 | M581.2538.A.C01..上蓋 | [5 empty] | 90x30x16.18mm, AL6061 | 727 | 1 | 727 | 0 |  |  | #UNPARSEABLE
0106到貨 | 3 | 1 | M581.2538.A.C02..底座 | [5 empty] | 90x30x13.82, AL6061 | 727 | 1 | 727 | 0 |  |  | #UNPARSEABLE
0106到貨 | 3 | 1 | M581.2538.A.C03..左右蓋 | [5 empty] | 30x30x8, AL6061 | 754 | 2 | 377 | 0 |  |  | #UNPARSEABLE
請給連結 | 1 | 1 | M581.2538.A.E01..USB接頭 | [6 empty] | 200 | 2 | 100 | 0 |  |  | #UNPARSEABLE
請給連結 | 1 | 1 | M581.2538.A.E02..IC | [6 empty] | 200 | 2 | 100 | 0 |  |  | #UNPARSEABLE
現貨,City有 | 3 | 1 | M581.2538.A.D01..雙排差接頭 | [6 empty] | 10 | 2 | 5 | 0 |  |  | #UNPARSEABLE
現貨,City有 | 3 | 1 | M581.2538.A.D02..漆包線 | [5 empty] | 60mm | 40 | 8 | 5 | 0 |  |  | #UNPARSEABLE
City找設計預計 1/16完成 | 1 | 1 | M581.2538.A.N01..USB電路板 | [5 empty] | 含電子元件 | 200 | 2 | 100 | 0 |  |  | #UNPARSEABLE
| 4 |  | A118..A8 OTA | [6 empty] | 0 | 1 |  |  |  |  | #UNPARSEABLE
| 2 |  | M6xx.25XX.A..對內費用 | [6 empty] | 0 | 1 | 0 |  |  |  | #UNPARSEABLE |  |  |  |  | 0
| 2 |  | 十大工程費 | [5 empty] | 安裝更換1天 系統測試1天 | 5000 | 2 | 2500 |  |  |  | #UNPARSEABLE
| 2 |  | M6xx.25XX.B..對外費用 | [6 empty] | 0 | 1 | 0 |  |  |  | #UNPARSEABLE |  |  |  |  | 0
| 2 |  | 運輸-台北-關渡 | [6 empty] | 2500 | 1 | 2500 |  |  |  | #UNPARSEABLE
| 2 |  | A112..A2 OTA |  | 1 | [5 empty] | 1 |  |  |  |  | #DIVIDE BY ZERO
| 2 | 1 | A2 Anechoic Chamber System |  | 2 |  |  |  |  | 0 | 1 | 0 | 30
| 2 | 2 | SE-R2 OTA Shielding Room | [6 empty] | 0 |  | 0 | 0
|  |  | SE-R22 Shielding Room (3.5/1.7/1.7) -Outside Dimension: L3.5 x W1.7 x H2.4m +/-5cm (include the shelf) -Shelf: H0.7m included wheels -Inside Dimension: L3.4 x W1.6 x H1.6m +/-5cm -Shielding effective: 30M - 18GHz > 100dB -Modular steel pan type by 2mm galvanized steel sheet -Painted on visual panel -Flat Shielding Swing Door Dimension W1.0 x H1.0 m Blade contact auto-latching -AB-X1 EPP Absorber Set Material: Expandable Polypropylene AB-X12: 30cm height pyramid absorber RoHS & REACH Compliant | [6 empty] | 0 |  | 0 | 0
| 2 | 3 | SE-D2 Shielding Swing Door | [6 empty] | 0 |  | 0 | 0
|  |  | SE-R22 Shielding Room (3.5/1.7/1.7) -Outside Dimension: L3.5 x W1.7 x H2.4m +/-5cm (include the shelf) -Shelf: H0.7m included wheels -Inside Dimension: L3.4 x W1.6 x H1.6m +/-5cm -Shielding effective: 30M - 18GHz > 100dB -Modular steel pan type by 2mm galvanized steel sheet -Painted on visual panel -Flat Shielding Swing Door Dimension W1.0 x H1.0 m Blade contact auto-latching -AB-X1 EPP Absorber Set Material: Expandable Polypropylene AB-X12: 30cm height pyramid absorber RoHS & REACH Compliant | [6 empty] | 0 |  | 0 | 0
| 2 | 4 | SE-D2 Shielding Swing Door (Additional) | [6 empty] | 0 |  | 0 | 0
|  |  | SE-R22 Shielding Room (3.5/1.7/1.7) -Outside Dimension: L3.5 x W1.7 x H2.4m +/-5cm (include the shelf) -Shelf: H0.7m included wheels -Inside Dimension: L3.4 x W1.6 x H1.6m +/-5cm -Shielding effective: 30M - 18GHz > 100dB -Modular steel pan type by 2mm galvanized steel sheet -Painted on visual panel -Flat Shielding Swing Door Dimension W1.0 x H1.0 m Blade contact auto-latching -AB-X1 EPP Absorber Set Material: Expandable Polypropylene AB-X12: 30cm height pyramid absorber RoHS & REACH Compliant | [6 empty] | 0 |  | 0 | 0
| 2 | 5 | SE-A1 Access panel | [6 empty] | 0 |  | 0 | 0
|  |  | SE-R22 Shielding Room (3.5/1.7/1.7) -Outside Dimension: L3.5 x W1.7 x H2.4m +/-5cm (include the shelf) -Shelf: H0.7m included wheels -Inside Dimension: L3.4 x W1.6 x H1.6m +/-5cm -Shielding effective: 30M - 18GHz > 100dB -Modular steel pan type by 2mm galvanized steel sheet -Painted on visual panel -Flat Shielding Swing Door Dimension W1.0 x H1.0 m Blade contact auto-latching -AB-X1 EPP Absorber Set Material: Expandable Polypropylene AB-X12: 30cm height pyramid absorber RoHS & REACH Compliant | [6 empty] | 0 |  | 0 | 0
| 2 | 6 | AB-X1 EPP Absorber Set | [6 empty] | 0 |  | 0 | 0
|  |  | SE-R22 Shielding Room (3.5/1.7/1.7) -Outside Dimension: L3.5 x W1.7 x H2.4m +/-5cm (include the shelf) -Shelf: H0.7m included wheels -Inside Dimension: L3.4 x W1.6 x H1.6m +/-5cm -Shielding effective: 30M - 18GHz > 100dB -Modular steel pan type by 2mm galvanized steel sheet -Painted on visual panel -Flat Shielding Swing Door Dimension W1.0 x H1.0 m Blade contact auto-latching -AB-X1 EPP Absorber Set Material: Expandable Polypropylene AB-X12: 30cm height pyramid absorber RoHS & REACH Compliant | [6 empty] | 0 |  | 0 | 0
| 2 | 7 | SE-F Power & Signal filter Set | [6 empty] | 0 |  | 0 | 0
|  |  | SE-R22 Shielding Room (3.5/1.7/1.7) -Outside Dimension: L3.5 x W1.7 x H2.4m +/-5cm (include the shelf) -Shelf: H0.7m included wheels -Inside Dimension: L3.4 x W1.6 x H1.6m +/-5cm -Shielding effective: 30M - 18GHz > 100dB -Modular steel pan type by 2mm galvanized steel sheet -Painted on visual panel -Flat Shielding Swing Door Dimension W1.0 x H1.0 m Blade contact auto-latching -AB-X1 EPP Absorber Set Material: Expandable Polypropylene AB-X12: 30cm height pyramid absorber RoHS & REACH Compliant | [6 empty] | 0 |  | 0 | 0
| 2 | 8 | SE-X Laser Alignment System |  | 2.5 |  |  |  |  | 0 |  | 0 | 30
| 3 |  | SE-X332 3-Plane Laser Alignment Tool -Dimension: H170xW150xL170mm -Mounting Type: Ceiling Mount -Self-Leveling Features: 2 Vertical Planes – Auto Self-Leveling (Ceiling mount) 1 Horizontal Plane – Auto Self-Leveling (Wall mount) -Fine Adjustment: 2 cm range manual adjustment on X, Y, Z axes for precise positioning after mounting) | M587.2661 | 3 |  |  |  | A2/A3/A4/A6/A8 M587.2661 | 8 | 1 | 30 | 30 | 22 | 0.73333 |  |  |  | 10 |  |  |  | 0.5 | 0.8
外殼1/16 電路板找設計 | 2 | 1 | A2 RF System | [6 empty] | 0 | 1 | 0 | 0
| 2 | 2 | SE-R2 OTA Shielding Room | [6 empty] | 0 |  | 0 | 0
|  |  | SE-R22 Shielding Room (3.5/1.7/1.7) -Outside Dimension: L3.5 x W1.7 x H2.4m +/-5cm (include the shelf) -Shelf: H0.7m included wheels -Inside Dimension: L3.4 x W1.6 x H1.6m +/-5cm -Shielding effective: 30M - 18GHz > 100dB -Modular steel pan type by 2mm galvanized steel sheet -Painted on visual panel -Flat Shielding Swing Door Dimension W1.0 x H1.0 m Blade contact auto-latching -AB-X1 EPP Absorber Set Material: Expandable Polypropylene AB-X12: 30cm height pyramid absorber RoHS & REACH Compliant | [6 empty] | 0 |  | 0 | 0
| 2 | 3 | SE-D2 Shielding Swing Door | [6 empty] | 0 |  | 0 | 0
|  |  | SE-R22 Shielding Room (3.5/1.7/1.7) -Outside Dimension: L3.5 x W1.7 x H2.4m +/-5cm (include the shelf) -Shelf: H0.7m included wheels -Inside Dimension: L3.4 x W1.6 x H1.6m +/-5cm -Shielding effective: 30M - 18GHz > 100dB -Modular steel pan type by 2mm galvanized steel sheet -Painted on visual panel -Flat Shielding Swing Door Dimension W1.0 x H1.0 m Blade contact auto-latching -AB-X1 EPP Absorber Set Material: Expandable Polypropylene AB-X12: 30cm height pyramid absorber RoHS & REACH Compliant | [6 empty] | 0 |  | 0 | 0
| 2 | 4 | SE-D2 Shielding Swing Door (Additional) | [6 empty] | 0 |  | 0 | 0
|  |  | SE-R22 Shielding Room (3.5/1.7/1.7) -Outside Dimension: L3.5 x W1.7 x H2.4m +/-5cm (include the shelf) -Shelf: H0.7m included wheels -Inside Dimension: L3.4 x W1.6 x H1.6m +/-5cm -Shielding effective: 30M - 18GHz > 100dB -Modular steel pan type by 2mm galvanized steel sheet -Painted on visual panel -Flat Shielding Swing Door Dimension W1.0 x H1.0 m Blade contact auto-latching -AB-X1 EPP Absorber Set Material: Expandable Polypropylene AB-X12: 30cm height pyramid absorber RoHS & REACH Compliant | [6 empty] | 0 |  | 0 | 0
| 2 | 5 | SE-A1 Access panel | [6 empty] | 0 |  | 0 | 0
|  |  | SE-R22 Shielding Room (3.5/1.7/1.7) -Outside Dimension: L3.5 x W1.7 x H2.4m +/-5cm (include the shelf) -Shelf: H0.7m included wheels -Inside Dimension: L3.4 x W1.6 x H1.6m +/-5cm -Shielding effective: 30M - 18GHz > 100dB -Modular steel pan type by 2mm galvanized steel sheet -Painted on visual panel -Flat Shielding Swing Door Dimension W1.0 x H1.0 m Blade contact auto-latching -AB-X1 EPP Absorber Set Material: Expandable Polypropylene AB-X12: 30cm height pyramid absorber RoHS & REACH Compliant | [6 empty] | 0 |  | 0 | 0
| 2 | 6 | AB-X1 EPP Absorber Set | [6 empty] | 0 |  | 0 | 0
|  |  | SE-R22 Shielding Room (3.5/1.7/1.7) -Outside Dimension: L3.5 x W1.7 x H2.4m +/-5cm (include the shelf) -Shelf: H0.7m included wheels -Inside Dimension: L3.4 x W1.6 x H1.6m +/-5cm -Shielding effective: 30M - 18GHz > 100dB -Modular steel pan type by 2mm galvanized steel sheet -Painted on visual panel -Flat Shielding Swing Door Dimension W1.0 x H1.0 m Blade contact auto-latching -AB-X1 EPP Absorber Set Material: Expandable Polypropylene AB-X12: 30cm height pyramid absorber RoHS & REACH Compliant | [6 empty] | 0 |  | 0 | 0
| 2 | 7 | SE-F Power & Signal filter Set | [6 empty] | 0 |  | 0 | 0
|  |  | SE-R22 Shielding Room (3.5/1.7/1.7) -Outside Dimension: L3.5 x W1.7 x H2.4m +/-5cm (include the shelf) -Shelf: H0.7m included wheels -Inside Dimension: L3.4 x W1.6 x H1.6m +/-5cm -Shielding effective: 30M - 18GHz > 100dB -Modular steel pan type by 2mm galvanized steel sheet -Painted on visual panel -Flat Shielding Swing Door Dimension W1.0 x H1.0 m Blade contact auto-latching -AB-X1 EPP Absorber Set Material: Expandable Polypropylene AB-X12: 30cm height pyramid absorber RoHS & REACH Compliant | [6 empty] | 0 |  | 0 | 0
| 2 | 8 | SE-X Laser Alignment System | [6 empty] | 0 |  | 0 | 0
|  |  | SE-R22 Shielding Room (3.5/1.7/1.7) -Outside Dimension: L3.5 x W1.7 x H2.4m +/-5cm (include the shelf) -Shelf: H0.7m included wheels -Inside Dimension: L3.4 x W1.6 x H1.6m +/-5cm -Shielding effective: 30M - 18GHz > 100dB -Modular steel pan type by 2mm galvanized steel sheet -Painted on visual panel -Flat Shielding Swing Door Dimension W1.0 x H1.0 m Blade contact auto-latching -AB-X1 EPP Absorber Set Material: Expandable Polypropylene AB-X12: 30cm height pyramid absorber RoHS & REACH Compliant | [6 empty] | 0 |  | 0 | 0
外殼1/16 電路板找設計 | 2 | 1 | A2 Positioner & Control System | [6 empty] | 0 | 1 | 0 | 0
| 2 | 2 | SE-R2 OTA Shielding Room | [6 empty] | 0 |  | 0 | 0
|  |  | SE-R22 Shielding Room (3.5/1.7/1.7) -Outside Dimension: L3.5 x W1.7 x H2.4m +/-5cm (include the shelf) -Shelf: H0.7m included wheels -Inside Dimension: L3.4 x W1.6 x H1.6m +/-5cm -Shielding effective: 30M - 18GHz > 100dB -Modular steel pan type by 2mm galvanized steel sheet -Painted on visual panel -Flat Shielding Swing Door Dimension W1.0 x H1.0 m Blade contact auto-latching -AB-X1 EPP Absorber Set Material: Expandable Polypropylene AB-X12: 30cm height pyramid absorber RoHS & REACH Compliant | [6 empty] | 0 |  | 0 | 0
| 2 | 3 | SE-D2 Shielding Swing Door | [6 empty] | 0 |  | 0 | 0
|  |  | SE-R22 Shielding Room (3.5/1.7/1.7) -Outside Dimension: L3.5 x W1.7 x H2.4m +/-5cm (include the shelf) -Shelf: H0.7m included wheels -Inside Dimension: L3.4 x W1.6 x H1.6m +/-5cm -Shielding effective: 30M - 18GHz > 100dB -Modular steel pan type by 2mm galvanized steel sheet -Painted on visual panel -Flat Shielding Swing Door Dimension W1.0 x H1.0 m Blade contact auto-latching -AB-X1 EPP Absorber Set Material: Expandable Polypropylene AB-X12: 30cm height pyramid absorber RoHS & REACH Compliant | [6 empty] | 0 |  | 0 | 0
| 2 | 4 | SE-D2 Shielding Swing Door (Additional) | [6 empty] | 0 |  | 0 | 0
|  |  | SE-R22 Shielding Room (3.5/1.7/1.7) -Outside Dimension: L3.5 x W1.7 x H2.4m +/-5cm (include the shelf) -Shelf: H0.7m included wheels -Inside Dimension: L3.4 x W1.6 x H1.6m +/-5cm -Shielding effective: 30M - 18GHz > 100dB -Modular steel pan type by 2mm galvanized steel sheet -Painted on visual panel -Flat Shielding Swing Door Dimension W1.0 x H1.0 m Blade contact auto-latching -AB-X1 EPP Absorber Set Material: Expandable Polypropylene AB-X12: 30cm height pyramid absorber RoHS & REACH Compliant | [6 empty] | 0 |  | 0 | 0
| 2 | 5 | SE-A1 Access panel | [6 empty] | 0 |  | 0 | 0
|  |  | SE-R22 Shielding Room (3.5/1.7/1.7) -Outside Dimension: L3.5 x W1.7 x H2.4m +/-5cm (include the shelf) -Shelf: H0.7m included wheels -Inside Dimension: L3.4 x W1.6 x H1.6m +/-5cm -Shielding effective: 30M - 18GHz > 100dB -Modular steel pan type by 2mm galvanized steel sheet -Painted on visual panel -Flat Shielding Swing Door Dimension W1.0 x H1.0 m Blade contact auto-latching -AB-X1 EPP Absorber Set Material: Expandable Polypropylene AB-X12: 30cm height pyramid absorber RoHS & REACH Compliant | [6 empty] | 0 |  | 0 | 0
| 2 | 6 | AB-X1 EPP Absorber Set | [6 empty] | 0 |  | 0 | 0
|  |  | SE-R22 Shielding Room (3.5/1.7/1.7) -Outside Dimension: L3.5 x W1.7 x H2.4m +/-5cm (include the shelf) -Shelf: H0.7m included wheels -Inside Dimension: L3.4 x W1.6 x H1.6m +/-5cm -Shielding effective: 30M - 18GHz > 100dB -Modular steel pan type by 2mm galvanized steel sheet -Painted on visual panel -Flat Shielding Swing Door Dimension W1.0 x H1.0 m Blade contact auto-latching -AB-X1 EPP Absorber Set Material: Expandable Polypropylene AB-X12: 30cm height pyramid absorber RoHS & REACH Compliant | [6 empty] | 0 |  | 0 | 0
| 2 | 7 | SE-F Power & Signal filter Set | [6 empty] | 0 |  | 0 | 0
|  |  | SE-R22 Shielding Room (3.5/1.7/1.7) -Outside Dimension: L3.5 x W1.7 x H2.4m +/-5cm (include the shelf) -Shelf: H0.7m included wheels -Inside Dimension: L3.4 x W1.6 x H1.6m +/-5cm -Shielding effective: 30M - 18GHz > 100dB -Modular steel pan type by 2mm galvanized steel sheet -Painted on visual panel -Flat Shielding Swing Door Dimension W1.0 x H1.0 m Blade contact auto-latching -AB-X1 EPP Absorber Set Material: Expandable Polypropylene AB-X12: 30cm height pyramid absorber RoHS & REACH Compliant | [6 empty] | 0 |  | 0 | 0
| 2 | 8 | SE-X Laser Alignment System | [6 empty] | 0 |  | 0 | 0
|  |  | SE-R22 Shielding Room (3.5/1.7/1.7) -Outside Dimension: L3.5 x W1.7 x H2.4m +/-5cm (include the shelf) -Shelf: H0.7m included wheels -Inside Dimension: L3.4 x W1.6 x H1.6m +/-5cm -Shielding effective: 30M - 18GHz > 100dB -Modular steel pan type by 2mm galvanized steel sheet -Painted on visual panel -Flat Shielding Swing Door Dimension W1.0 x H1.0 m Blade contact auto-latching -AB-X1 EPP Absorber Set Material: Expandable Polypropylene AB-X12: 30cm height pyramid absorber RoHS & REACH Compliant | [6 empty] | 0 |  | 0 | 0
外殼1/16 電路板找設計 | 2 | 1 | A2 Measurement Software | [6 empty] | 0 | 1 | 0 | 0
| 2 | 2 | SE-R2 OTA Shielding Room | [6 empty] | 0 |  | 0 | 0
|  |  | SE-R22 Shielding Room (3.5/1.7/1.7) -Outside Dimension: L3.5 x W1.7 x H2.4m +/-5cm (include the shelf) -Shelf: H0.7m included wheels -Inside Dimension: L3.4 x W1.6 x H1.6m +/-5cm -Shielding effective: 30M - 18GHz > 100dB -Modular steel pan type by 2mm galvanized steel sheet -Painted on visual panel -Flat Shielding Swing Door Dimension W1.0 x H1.0 m Blade contact auto-latching -AB-X1 EPP Absorber Set Material: Expandable Polypropylene AB-X12: 30cm height pyramid absorber RoHS & REACH Compliant | [6 empty] | 0 |  | 0 | 0
| 2 | 3 | SE-D2 Shielding Swing Door | [6 empty] | 0 |  | 0 | 0
| 2 | 4 | SE-D2 Shielding Swing Door (Additional) | [6 empty] | 0 |  | 0 | 0
| 2 | 5 | SE-A1 Access panel | [6 empty] | 0 |  | 0 | 0
| 2 | 6 | AB-X1 EPP Absorber Set | [6 empty] | 0 |  | 0 | 0
| 2 | 7 | SE-F Power & Signal filter Set | [6 empty] | 0 |  | 0 | 0
| 2 | 8 | SE-X Laser Alignment System | [6 empty] | 0 |  | 0 | 0
外殼1/16 電路板找設計 | 2 | 1 | A2 Upgrade | [6 empty] | 0 | 1 | 0 | 0
| 2 | 2 | SE-R2 OTA Shielding Room | [6 empty] | 0 |  | 0 | 0
|  |  | SE-R22 Shielding Room (3.5/1.7/1.7) -Outside Dimension: L3.5 x W1.7 x H2.4m +/-5cm (include the shelf) -Shelf: H0.7m included wheels -Inside Dimension: L3.4 x W1.6 x H1.6m +/-5cm -Shielding effective: 30M - 18GHz > 100dB -Modular steel pan type by 2mm galvanized steel sheet -Painted on visual panel -Flat Shielding Swing Door Dimension W1.0 x H1.0 m Blade contact auto-latching -AB-X1 EPP Absorber Set Material: Expandable Polypropylene AB-X12: 30cm height pyramid absorber RoHS & REACH Compliant | [6 empty] | 0 |  | 0 | 0
| 2 | 3 | SE-D2 Shielding Swing Door | [6 empty] | 0 |  | 0 | 0
| 2 | 4 | SE-D2 Shielding Swing Door (Additional) | [6 empty] | 0 |  | 0 | 0
| 2 | 5 | SE-A1 Access panel | [6 empty] | 0 |  | 0 | 0
| 2 | 6 | AB-X1 EPP Absorber Set | [6 empty] | 0 |  | 0 | 0
| 2 | 7 | SE-F Power & Signal filter Set | [6 empty] | 0 |  | 0 | 0
| 2 | 8 | SE-X Laser Alignment System | [6 empty] | 0 |  | 0 | 0
預1/9到貨3個 缺2個追加1/16到貨 | 2 | 1 | M581.2539.A.C01..上蓋 | [5 empty] | 90x30x16.18mm, AL6061 | 727 | 1 | 727 | 0 |  |  | #UNPARSEABLE
預1/9到貨3個 缺2個追加1/16到貨 | 2 | 1 | M581.2539.A.C02..底座 | [5 empty] | 90x30x13.82, AL6061 | 727 | 1 | 727 | 0 |  |  | #UNPARSEABLE
預1/9到貨3個 缺2個追加1/16到貨 | 2 | 1 | M581.2539.A.C03..左右蓋 | [5 empty] | 30x30x8, AL6061 | 754 | 2 | 377 | 0 |  |  | #UNPARSEABLE
Sherry購 預0109到 | 2 | 1 | M581.2539.A.E01..RJ45接頭 | [5 empty] | 焊接耗損另計10~25% | 1634 | 2 | 817 | 0 |  |  | #UNPARSEABLE
Sherry購 預0112到 | 2 | 1 | M581.2539.A.E02..IC | [5 empty] | 焊接耗損另計10~25% | 36 | 4 | 9 | 0 |  |  | #UNPARSEABLE
Sherry購 預0112到 | 2 |  | M581.2539.A.E03..IC | [5 empty] | 焊接耗損另計10~25% | 112 | 16 | 7 | 0 |  |  | #UNPARSEABLE
0107City確認料足 | 3 | 1 | M581.2539.A.D01..雙排差接頭 | [5 empty] | 焊接耗損另計10~25% | 10 | 2 | 5 | 0 |  |  | #UNPARSEABLE
0107City確認料足 | 3 | 1 | M581.2539.A.D02..漆包線 | [5 empty] | 用量 約80cm 焊接耗損另計10~25% | 40 | 8 | 5 | 0 |  |  | #UNPARSEABLE
0107採購 預0115寄出 | 2 | 1 | M581.2539.A.N01..RJ45電路板 | [5 empty] | 含電子元件 焊接耗損另計10~25% | 194 | 2 | 97 | 0 |  |  | #UNPARSEABLE
外殼1/16 電路板找設計 | 2 | 1 | A2 System Acceptance | [6 empty] | 0 | 1 | 0 | 0
| 2 | 2 | SE-R2 OTA Shielding Room | [6 empty] | 0 |  | 0 | 0
|  |  | SE-R22 Shielding Room (3.5/1.7/1.7) -Outside Dimension: L3.5 x W1.7 x H2.4m +/-5cm (include the shelf) -Shelf: H0.7m included wheels -Inside Dimension: L3.4 x W1.6 x H1.6m +/-5cm -Shielding effective: 30M - 18GHz > 100dB -Modular steel pan type by 2mm galvanized steel sheet -Painted on visual panel -Flat Shielding Swing Door Dimension W1.0 x H1.0 m Blade contact auto-latching -AB-X1 EPP Absorber Set Material: Expandable Polypropylene AB-X12: 30cm height pyramid absorber RoHS & REACH Compliant | [6 empty] | 0 |  | 0 | 0
| 2 | 3 | SE-D2 Shielding Swing Door | [6 empty] | 0 |  | 0 | 0
| 2 | 4 | SE-D2 Shielding Swing Door (Additional) | [6 empty] | 0 |  | 0 | 0
| 2 | 5 | SE-A1 Access panel | [6 empty] | 0 |  | 0 | 0
| 2 | 6 | AB-X1 EPP Absorber Set | [6 empty] | 0 |  | 0 | 0
| 2 | 7 | SE-F Power & Signal filter Set | [6 empty] | 0 |  | 0 | 0
| 2 | 8 | SE-X Laser Alignment System | [6 empty] | 0 |  | 0 | 0
預1/9到貨3個 缺2個追加1/16到貨 | 2 | 1 | M581.2539.A.C01..上蓋 | [5 empty] | 90x30x16.18mm, AL6061 | 727 | 1 | 727 | 0 |  |  | #UNPARSEABLE
外殼1/16 電路板找設計 | 2 | 1 | A2 System Warranty | [6 empty] | 0 | 1 | 0 | 0
| 2 | 2 | SE-R2 OTA Shielding Room | [6 empty] | 0 |  | 0 | 0
|  |  | SE-R22 Shielding Room (3.5/1.7/1.7) -Outside Dimension: L3.5 x W1.7 x H2.4m +/-5cm (include the shelf) -Shelf: H0.7m included wheels -Inside Dimension: L3.4 x W1.6 x H1.6m +/-5cm -Shielding effective: 30M - 18GHz > 100dB -Modular steel pan type by 2mm galvanized steel sheet -Painted on visual panel -Flat Shielding Swing Door Dimension W1.0 x H1.0 m Blade contact auto-latching -AB-X1 EPP Absorber Set Material: Expandable Polypropylene AB-X12: 30cm height pyramid absorber RoHS & REACH Compliant | [6 empty] | 0 |  | 0 | 0
| 2 |  | A113..A3 OTA | [7 empty] | 1 | 2411
| 2 | 1 | A4 Anechoic Chamber System | [6 empty] | 0 | 1 | 0 | 30
| 2 | 8 | SE-X Laser Alignment System |  | 2.5 |  |  |  |  | 0 |  | 0 | 30
| 3 |  | SE-X332 3-Plane Laser Alignment Tool -Dimension: H170xW150xL170mm -Mounting Type: Ceiling Mount -Self-Leveling Features: 2 Vertical Planes – Auto Self-Leveling (Ceiling mount) 1 Horizontal Plane – Auto Self-Leveling (Wall mount) -Fine Adjustment: 2 cm range manual adjustment on X, Y, Z axes for precise positioning after mounting) | M587.2661 | 3 |  |  |  | A2/A3/A4/A6/A8 M587.2661 | 8 | 1 | 30 | 30 | 22 | 0.73333 |  |  |  | 10 |  |  |  | 0.5 | 0.8
| 2 | 2 | SE-R2 OTA Shielding Room | [6 empty] | 0 |  | 0 | 0
|  |  | SE-R22 Shielding Room (3.5/1.7/1.7) -Outside Dimension: L3.5 x W1.7 x H2.4m +/-5cm (include the shelf) -Shelf: H0.7m included wheels -Inside Dimension: L3.4 x W1.6 x H1.6m +/-5cm -Shielding effective: 30M - 18GHz > 100dB -Modular steel pan type by 2mm galvanized steel sheet -Painted on visual panel -Flat Shielding Swing Door Dimension W1.0 x H1.0 m Blade contact auto-latching -AB-X1 EPP Absorber Set Material: Expandable Polypropylene AB-X12: 30cm height pyramid absorber RoHS & REACH Compliant | [6 empty] | 0 |  | 0 | 0
| 2 | 3 | SE-D2 Shielding Swing Door | [6 empty] | 0 |  | 0 | 0
|  |  | SE-R22 Shielding Room (3.5/1.7/1.7) -Outside Dimension: L3.5 x W1.7 x H2.4m +/-5cm (include the shelf) -Shelf: H0.7m included wheels -Inside Dimension: L3.4 x W1.6 x H1.6m +/-5cm -Shielding effective: 30M - 18GHz > 100dB -Modular steel pan type by 2mm galvanized steel sheet -Painted on visual panel -Flat Shielding Swing Door Dimension W1.0 x H1.0 m Blade contact auto-latching -AB-X1 EPP Absorber Set Material: Expandable Polypropylene AB-X12: 30cm height pyramid absorber RoHS & REACH Compliant | [6 empty] | 0 |  | 0 | 0
| 2 | 4 | SE-D2 Shielding Swing Door (Additional) | [6 empty] | 0 |  | 0 | 0
|  |  | SE-R22 Shielding Room (3.5/1.7/1.7) -Outside Dimension: L3.5 x W1.7 x H2.4m +/-5cm (include the shelf) -Shelf: H0.7m included wheels -Inside Dimension: L3.4 x W1.6 x H1.6m +/-5cm -Shielding effective: 30M - 18GHz > 100dB -Modular steel pan type by 2mm galvanized steel sheet -Painted on visual panel -Flat Shielding Swing Door Dimension W1.0 x H1.0 m Blade contact auto-latching -AB-X1 EPP Absorber Set Material: Expandable Polypropylene AB-X12: 30cm height pyramid absorber RoHS & REACH Compliant | [6 empty] | 0 |  | 0 | 0
| 2 | 5 | SE-A1 Access panel | [6 empty] | 0 |  | 0 | 0
|  |  | SE-R22 Shielding Room (3.5/1.7/1.7) -Outside Dimension: L3.5 x W1.7 x H2.4m +/-5cm (include the shelf) -Shelf: H0.7m included wheels -Inside Dimension: L3.4 x W1.6 x H1.6m +/-5cm -Shielding effective: 30M - 18GHz > 100dB -Modular steel pan type by 2mm galvanized steel sheet -Painted on visual panel -Flat Shielding Swing Door Dimension W1.0 x H1.0 m Blade contact auto-latching -AB-X1 EPP Absorber Set Material: Expandable Polypropylene AB-X12: 30cm height pyramid absorber RoHS & REACH Compliant | [6 empty] | 0 |  | 0 | 0
| 2 | 6 | AB-X1 EPP Absorber Set | [6 empty] | 0 |  | 0 | 0
|  |  | SE-R22 Shielding Room (3.5/1.7/1.7) -Outside Dimension: L3.5 x W1.7 x H2.4m +/-5cm (include the shelf) -Shelf: H0.7m included wheels -Inside Dimension: L3.4 x W1.6 x H1.6m +/-5cm -Shielding effective: 30M - 18GHz > 100dB -Modular steel pan type by 2mm galvanized steel sheet -Painted on visual panel -Flat Shielding Swing Door Dimension W1.0 x H1.0 m Blade contact auto-latching -AB-X1 EPP Absorber Set Material: Expandable Polypropylene AB-X12: 30cm height pyramid absorber RoHS & REACH Compliant | [6 empty] | 0 |  | 0 | 0
| 2 | 7 | SE-F Power & Signal filter Set | [6 empty] | 0 |  | 0 | 0
|  |  | SE-R22 Shielding Room (3.5/1.7/1.7) -Outside Dimension: L3.5 x W1.7 x H2.4m +/-5cm (include the shelf) -Shelf: H0.7m included wheels -Inside Dimension: L3.4 x W1.6 x H1.6m +/-5cm -Shielding effective: 30M - 18GHz > 100dB -Modular steel pan type by 2mm galvanized steel sheet -Painted on visual panel -Flat Shielding Swing Door Dimension W1.0 x H1.0 m Blade contact auto-latching -AB-X1 EPP Absorber Set Material: Expandable Polypropylene AB-X12: 30cm height pyramid absorber RoHS & REACH Compliant | [6 empty] | 0 |  | 0 | 0
| 2 | 8 | SE-X Laser Alignment System | [6 empty] | 0 |  | 0 | 0
|  |  | SE-R22 Shielding Room (3.5/1.7/1.7) -Outside Dimension: L3.5 x W1.7 x H2.4m +/-5cm (include the shelf) -Shelf: H0.7m included wheels -Inside Dimension: L3.4 x W1.6 x H1.6m +/-5cm -Shielding effective: 30M - 18GHz > 100dB -Modular steel pan type by 2mm galvanized steel sheet -Painted on visual panel -Flat Shielding Swing Door Dimension W1.0 x H1.0 m Blade contact auto-latching -AB-X1 EPP Absorber Set Material: Expandable Polypropylene AB-X12: 30cm height pyramid absorber RoHS & REACH Compliant | [6 empty] | 0 |  | 0 | 0
外殼1/16 電路板找設計 | 2 | 1 | A4 RF System | [6 empty] | 0 | 1 | 0 | 0
| 2 | 2 | SE-R2 OTA Shielding Room | [6 empty] | 0 |  | 0 | 0
|  |  | SE-R22 Shielding Room (3.5/1.7/1.7) -Outside Dimension: L3.5 x W1.7 x H2.4m +/-5cm (include the shelf) -Shelf: H0.7m included wheels -Inside Dimension: L3.4 x W1.6 x H1.6m +/-5cm -Shielding effective: 30M - 18GHz > 100dB -Modular steel pan type by 2mm galvanized steel sheet -Painted on visual panel -Flat Shielding Swing Door Dimension W1.0 x H1.0 m Blade contact auto-latching -AB-X1 EPP Absorber Set Material: Expandable Polypropylene AB-X12: 30cm height pyramid absorber RoHS & REACH Compliant | [6 empty] | 0 |  | 0 | 0
| 2 | 3 | SE-D2 Shielding Swing Door | [6 empty] | 0 |  | 0 | 0
| 2 | 4 | SE-D2 Shielding Swing Door (Additional) | [6 empty] | 0 |  | 0 | 0
| 2 | 5 | SE-A1 Access panel | [6 empty] | 0 |  | 0 | 0
| 2 | 6 | AB-X1 EPP Absorber Set | [6 empty] | 0 |  | 0 | 0
| 2 | 7 | SE-F Power & Signal filter Set | [6 empty] | 0 |  | 0 | 0
| 2 | 8 | SE-X Laser Alignment System | [6 empty] | 0 |  | 0 | 0
預1/9到貨3個 缺2個追加1/16到貨 | 2 | 1 | M581.2539.A.C02..底座 | [5 empty] | 90x30x13.82, AL6061 | 727 | 1 | 727 | 0 |  |  | #UNPARSEABLE
預1/9到貨3個 缺2個追加1/16到貨 | 2 | 1 | M581.2539.A.C03..左右蓋 | [5 empty] | 30x30x8, AL6061 | 754 | 2 | 377 | 0 |  |  | #UNPARSEABLE
Sherry購 預0109到 | 2 | 1 | M581.2539.A.E01..RJ45接頭 | [5 empty] | 焊接耗損另計10~25% | 1634 | 2 | 817 | 0 |  |  | #UNPARSEABLE
Sherry購 預0112到 | 2 | 1 | M581.2539.A.E02..IC | [5 empty] | 焊接耗損另計10~25% | 36 | 4 | 9 | 0 |  |  | #UNPARSEABLE
Sherry購 預0112到 | 2 |  | M581.2539.A.E03..IC | [5 empty] | 焊接耗損另計10~25% | 112 | 16 | 7 | 0 |  |  | #UNPARSEABLE
0107City確認料足 | 3 | 1 | M581.2539.A.D01..雙排差接頭 | [5 empty] | 焊接耗損另計10~25% | 10 | 2 | 5 | 0 |  |  | #UNPARSEABLE
0107City確認料足 | 3 | 1 | M581.2539.A.D02..漆包線 | [5 empty] | 用量 約80cm 焊接耗損另計10~25% | 40 | 8 | 5 | 0 |  |  | #UNPARSEABLE
0107採購 預0115寄出 | 2 | 1 | M581.2539.A.N01..RJ45電路板 | [5 empty] | 含電子元件 焊接耗損另計10~25% | 194 | 2 | 97 | 0 |  |  | #UNPARSEABLE
外殼1/16 電路板找設計 | 2 | 1 | A4 Positioner & Control System | [6 empty] | 0 | 1 | 0 | 0
| 2 | 2 | SE-R2 OTA Shielding Room | [6 empty] | 0 |  | 0 | 0
|  |  | SE-R22 Shielding Room (3.5/1.7/1.7) -Outside Dimension: L3.5 x W1.7 x H2.4m +/-5cm (include the shelf) -Shelf: H0.7m included wheels -Inside Dimension: L3.4 x W1.6 x H1.6m +/-5cm -Shielding effective: 30M - 18GHz > 100dB -Modular steel pan type by 2mm galvanized steel sheet -Painted on visual panel -Flat Shielding Swing Door Dimension W1.0 x H1.0 m Blade contact auto-latching -AB-X1 EPP Absorber Set Material: Expandable Polypropylene AB-X12: 30cm height pyramid absorber RoHS & REACH Compliant | [6 empty] | 0 |  | 0 | 0
| 2 | 3 | SE-D2 Shielding Swing Door | [6 empty] | 0 |  | 0 | 0
| 2 | 4 | SE-D2 Shielding Swing Door (Additional) | [6 empty] | 0 |  | 0 | 0
| 2 | 5 | SE-A1 Access panel | [6 empty] | 0 |  | 0 | 0
| 2 | 6 | AB-X1 EPP Absorber Set | [6 empty] | 0 |  | 0 | 0
| 2 | 7 | SE-F Power & Signal filter Set | [6 empty] | 0 |  | 0 | 0
| 2 | 8 | SE-X Laser Alignment System | [6 empty] | 0 |  | 0 | 0
預1/9到貨3個 缺2個追加1/16到貨 | 2 | 1 | M581.2539.A.C01..上蓋 | [5 empty] | 90x30x16.18mm, AL6061 | 727 | 1 | 727 | 0 |  |  | #UNPARSEABLE
預1/9到貨3個 缺2個追加1/16到貨 | 2 | 1 | M581.2539.A.C02..底座 | [5 empty] | 90x30x13.82, AL6061 | 727 | 1 | 727 | 0 |  |  | #UNPARSEABLE
預1/9到貨3個 缺2個追加1/16到貨 | 2 | 1 | M581.2539.A.C03..左右蓋 | [5 empty] | 30x30x8, AL6061 | 754 | 2 | 377 | 0 |  |  | #UNPARSEABLE
Sherry購 預0109到 | 2 | 1 | M581.2539.A.E01..RJ45接頭 | [5 empty] | 焊接耗損另計10~25% | 1634 | 2 | 817 | 0 |  |  | #UNPARSEABLE
Sherry購 預0112到 | 2 | 1 | M581.2539.A.E02..IC | [5 empty] | 焊接耗損另計10~25% | 36 | 4 | 9 | 0 |  |  | #UNPARSEABLE
Sherry購 預0112到 | 2 |  | M581.2539.A.E03..IC | [5 empty] | 焊接耗損另計10~25% | 112 | 16 | 7 | 0 |  |  | #UNPARSEABLE
0107City確認料足 | 3 | 1 | M581.2539.A.D01..雙排差接頭 | [5 empty] | 焊接耗損另計10~25% | 10 | 2 | 5 | 0 |  |  | #UNPARSEABLE
0107City確認料足 | 3 | 1 | M581.2539.A.D02..漆包線 | [5 empty] | 用量 約80cm 焊接耗損另計10~25% | 40 | 8 | 5 | 0 |  |  | #UNPARSEABLE
0107採購 預0115寄出 | 2 | 1 | M581.2539.A.N01..RJ45電路板 | [5 empty] | 含電子元件 焊接耗損另計10~25% | 194 | 2 | 97 | 0 |  |  | #UNPARSEABLE
外殼1/16 電路板找設計 | 2 | 1 | A4 Measurement Software | [6 empty] | 0 | 1 | 0 | 0
| 2 | 2 | SE-R2 OTA Shielding Room | [6 empty] | 0 |  | 0 | 0
|  |  | SE-R22 Shielding Room (3.5/1.7/1.7) -Outside Dimension: L3.5 x W1.7 x H2.4m +/-5cm (include the shelf) -Shelf: H0.7m included wheels -Inside Dimension: L3.4 x W1.6 x H1.6m +/-5cm -Shielding effective: 30M - 18GHz > 100dB -Modular steel pan type by 2mm galvanized steel sheet -Painted on visual panel -Flat Shielding Swing Door Dimension W1.0 x H1.0 m Blade contact auto-latching -AB-X1 EPP Absorber Set Material: Expandable Polypropylene AB-X12: 30cm height pyramid absorber RoHS & REACH Compliant | [6 empty] | 0 |  | 0 | 0
| 2 | 3 | SE-D2 Shielding Swing Door | [6 empty] | 0 |  | 0 | 0
| 2 | 4 | SE-D2 Shielding Swing Door (Additional) | [6 empty] | 0 |  | 0 | 0
| 2 | 5 | SE-A1 Access panel | [6 empty] | 0 |  | 0 | 0
| 2 | 6 | AB-X1 EPP Absorber Set | [6 empty] | 0 |  | 0 | 0
| 2 | 7 | SE-F Power & Signal filter Set | [6 empty] | 0 |  | 0 | 0
| 2 | 8 | SE-X Laser Alignment System | [6 empty] | 0 |  | 0 | 0
預1/9到貨3個 缺2個追加1/16到貨 | 2 | 1 | M581.2539.A.C01..上蓋 | [5 empty] | 90x30x16.18mm, AL6061 | 727 | 1 | 727 | 0 |  |  | #UNPARSEABLE
預1/9到貨3個 缺2個追加1/16到貨 | 2 | 1 | M581.2539.A.C02..底座 | [5 empty] | 90x30x13.82, AL6061 | 727 | 1 | 727 | 0 |  |  | #UNPARSEABLE
預1/9到貨3個 缺2個追加1/16到貨 | 2 | 1 | M581.2539.A.C03..左右蓋 | [5 empty] | 30x30x8, AL6061 | 754 | 2 | 377 | 0 |  |  | #UNPARSEABLE
Sherry購 預0109到 | 2 | 1 | M581.2539.A.E01..RJ45接頭 | [5 empty] | 焊接耗損另計10~25% | 1634 | 2 | 817 | 0 |  |  | #UNPARSEABLE
Sherry購 預0112到 | 2 | 1 | M581.2539.A.E02..IC | [5 empty] | 焊接耗損另計10~25% | 36 | 4 | 9 | 0 |  |  | #UNPARSEABLE
Sherry購 預0112到 | 2 |  | M581.2539.A.E03..IC | [5 empty] | 焊接耗損另計10~25% | 112 | 16 | 7 | 0 |  |  | #UNPARSEABLE
0107City確認料足 | 3 | 1 | M581.2539.A.D01..雙排差接頭 | [5 empty] | 焊接耗損另計10~25% | 10 | 2 | 5 | 0 |  |  | #UNPARSEABLE
0107City確認料足 | 3 | 1 | M581.2539.A.D02..漆包線 | [5 empty] | 用量 約80cm 焊接耗損另計10~25% | 40 | 8 | 5 | 0 |  |  | #UNPARSEABLE
0107採購 預0115寄出 | 2 | 1 | M581.2539.A.N01..RJ45電路板 | [5 empty] | 含電子元件 焊接耗損另計10~25% | 194 | 2 | 97 | 0 |  |  | #UNPARSEABLE
外殼1/16 電路板找設計 | 2 | 1 | A4 Upgrade | [6 empty] | 0 | 1 | 0 | 0
| 2 | 2 | SE-R2 OTA Shielding Room | [6 empty] | 0 |  | 0 | 0
|  |  | SE-R22 Shielding Room (3.5/1.7/1.7) -Outside Dimension: L3.5 x W1.7 x H2.4m +/-5cm (include the shelf) -Shelf: H0.7m included wheels -Inside Dimension: L3.4 x W1.6 x H1.6m +/-5cm -Shielding effective: 30M - 18GHz > 100dB -Modular steel pan type by 2mm galvanized steel sheet -Painted on visual panel -Flat Shielding Swing Door Dimension W1.0 x H1.0 m Blade contact auto-latching -AB-X1 EPP Absorber Set Material: Expandable Polypropylene AB-X12: 30cm height pyramid absorber RoHS & REACH Compliant | [6 empty] | 0 |  | 0 | 0
| 2 | 3 | SE-D2 Shielding Swing Door | [6 empty] | 0 |  | 0 | 0
| 2 | 4 | SE-D2 Shielding Swing Door (Additional) | [6 empty] | 0 |  | 0 | 0
| 2 | 5 | SE-A1 Access panel | [6 empty] | 0 |  | 0 | 0
| 2 | 6 | AB-X1 EPP Absorber Set | [6 empty] | 0 |  | 0 | 0
| 2 | 7 | SE-F Power & Signal filter Set | [6 empty] | 0 |  | 0 | 0
| 2 | 8 | SE-X Laser Alignment System | [6 empty] | 0 |  | 0 | 0
預1/9到貨3個 缺2個追加1/16到貨 | 2 | 1 | M581.2539.A.C01..上蓋 | [5 empty] | 90x30x16.18mm, AL6061 | 727 | 1 | 727 | 0 |  |  | #UNPARSEABLE
預1/9到貨3個 缺2個追加1/16到貨 | 2 | 1 | M581.2539.A.C02..底座 | [5 empty] | 90x30x13.82, AL6061 | 727 | 1 | 727 | 0 |  |  | #UNPARSEABLE
預1/9到貨3個 缺2個追加1/16到貨 | 2 | 1 | M581.2539.A.C03..左右蓋 | [5 empty] | 30x30x8, AL6061 | 754 | 2 | 377 | 0 |  |  | #UNPARSEABLE
Sherry購 預0109到 | 2 | 1 | M581.2539.A.E01..RJ45接頭 | [5 empty] | 焊接耗損另計10~25% | 1634 | 2 | 817 | 0 |  |  | #UNPARSEABLE
Sherry購 預0112到 | 2 | 1 | M581.2539.A.E02..IC | [5 empty] | 焊接耗損另計10~25% | 36 | 4 | 9 | 0 |  |  | #UNPARSEABLE
Sherry購 預0112到 | 2 |  | M581.2539.A.E03..IC | [5 empty] | 焊接耗損另計10~25% | 112 | 16 | 7 | 0 |  |  | #UNPARSEABLE
0107City確認料足 | 3 | 1 | M581.2539.A.D01..雙排差接頭 | [5 empty] | 焊接耗損另計10~25% | 10 | 2 | 5 | 0 |  |  | #UNPARSEABLE
0107City確認料足 | 3 | 1 | M581.2539.A.D02..漆包線 | [5 empty] | 用量 約80cm 焊接耗損另計10~25% | 40 | 8 | 5 | 0 |  |  | #UNPARSEABLE
0107採購 預0115寄出 | 2 | 1 | M581.2539.A.N01..RJ45電路板 | [5 empty] | 含電子元件 焊接耗損另計10~25% | 194 | 2 | 97 | 0 |  |  | #UNPARSEABLE
外殼1/16 電路板找設計 | 2 | 1 | A4 System Acceptance | [6 empty] | 0 | 1 | 0 | 0
| 2 | 2 | SE-R2 OTA Shielding Room | [6 empty] | 0 |  | 0 | 0
|  |  | SE-R22 Shielding Room (3.5/1.7/1.7) -Outside Dimension: L3.5 x W1.7 x H2.4m +/-5cm (include the shelf) -Shelf: H0.7m included wheels -Inside Dimension: L3.4 x W1.6 x H1.6m +/-5cm -Shielding effective: 30M - 18GHz > 100dB -Modular steel pan type by 2mm galvanized steel sheet -Painted on visual panel -Flat Shielding Swing Door Dimension W1.0 x H1.0 m Blade contact auto-latching -AB-X1 EPP Absorber Set Material: Expandable Polypropylene AB-X12: 30cm height pyramid absorber RoHS & REACH Compliant | [6 empty] | 0 |  | 0 | 0
| 2 | 3 | SE-D2 Shielding Swing Door | [6 empty] | 0 |  | 0 | 0
| 2 | 4 | SE-D2 Shielding Swing Door (Additional) | [6 empty] | 0 |  | 0 | 0
| 2 | 5 | SE-A1 Access panel | [6 empty] | 0 |  | 0 | 0
| 2 | 6 | AB-X1 EPP Absorber Set | [6 empty] | 0 |  | 0 | 0
| 2 | 7 | SE-F Power & Signal filter Set | [6 empty] | 0 |  | 0 | 0
| 2 | 8 | SE-X Laser Alignment System | [6 empty] | 0 |  | 0 | 0
預1/9到貨3個 缺2個追加1/16到貨 | 2 | 1 | M581.2539.A.C01..上蓋 | [5 empty] | 90x30x16.18mm, AL6061 | 727 | 1 | 727 | 0 |  |  | #UNPARSEABLE
預1/9到貨3個 缺2個追加1/16到貨 | 2 | 1 | M581.2539.A.C02..底座 | [5 empty] | 90x30x13.82, AL6061 | 727 | 1 | 727 | 0 |  |  | #UNPARSEABLE
預1/9到貨3個 缺2個追加1/16到貨 | 2 | 1 | M581.2539.A.C03..左右蓋 | [5 empty] | 30x30x8, AL6061 | 754 | 2 | 377 | 0 |  |  | #UNPARSEABLE
Sherry購 預0109到 | 2 | 1 | M581.2539.A.E01..RJ45接頭 | [5 empty] | 焊接耗損另計10~25% | 1634 | 2 | 817 | 0 |  |  | #UNPARSEABLE
Sherry購 預0112到 | 2 | 1 | M581.2539.A.E02..IC | [5 empty] | 焊接耗損另計10~25% | 36 | 4 | 9 | 0 |  |  | #UNPARSEABLE
Sherry購 預0112到 | 2 |  | M581.2539.A.E03..IC | [5 empty] | 焊接耗損另計10~25% | 112 | 16 | 7 | 0 |  |  | #UNPARSEABLE
0107City確認料足 | 3 | 1 | M581.2539.A.D01..雙排差接頭 | [5 empty] | 焊接耗損另計10~25% | 10 | 2 | 5 | 0 |  |  | #UNPARSEABLE
0107City確認料足 | 3 | 1 | M581.2539.A.D02..漆包線 | [5 empty] | 用量 約80cm 焊接耗損另計10~25% | 40 | 8 | 5 | 0 |  |  | #UNPARSEABLE
0107採購 預0115寄出 | 2 | 1 | M581.2539.A.N01..RJ45電路板 | [5 empty] | 含電子元件 焊接耗損另計10~25% | 194 | 2 | 97 | 0 |  |  | #UNPARSEABLE
外殼1/16 電路板找設計 | 2 | 1 | A4 System Warranty | [6 empty] | 0 | 1 | 0 | 0
| 2 | 2 | SE-R2 OTA Shielding Room | [6 empty] | 0 |  | 0 | 0
|  |  | SE-R22 Shielding Room (3.5/1.7/1.7) -Outside Dimension: L3.5 x W1.7 x H2.4m +/-5cm (include the shelf) -Shelf: H0.7m included wheels -Inside Dimension: L3.4 x W1.6 x H1.6m +/-5cm -Shielding effective: 30M - 18GHz > 100dB -Modular steel pan type by 2mm galvanized steel sheet -Painted on visual panel -Flat Shielding Swing Door Dimension W1.0 x H1.0 m Blade contact auto-latching -AB-X1 EPP Absorber Set Material: Expandable Polypropylene AB-X12: 30cm height pyramid absorber RoHS & REACH Compliant | [6 empty] | 0 |  | 0 | 0
| 2 | 3 | SE-D2 Shielding Swing Door | [6 empty] | 0 |  | 0 | 0
| 2 | 4 | SE-D2 Shielding Swing Door (Additional) | [6 empty] | 0 |  | 0 | 0
| 2 | 5 | SE-A1 Access panel | [6 empty] | 0 |  | 0 | 0
| 2 | 6 | AB-X1 EPP Absorber Set | [6 empty] | 0 |  | 0 | 0
| 2 | 7 | SE-F Power & Signal filter Set | [6 empty] | 0 |  | 0 | 0
| 2 | 8 | SE-X Laser Alignment System | [6 empty] | 0 |  | 0 | 0
預1/9到貨3個 缺2個追加1/16到貨 | 2 | 1 | M581.2539.A.C01..上蓋 | [5 empty] | 90x30x16.18mm, AL6061 | 727 | 1 | 727 | 0 |  |  | #UNPARSEABLE
預1/9到貨3個 缺2個追加1/16到貨 | 2 | 1 | M581.2539.A.C02..底座 | [5 empty] | 90x30x13.82, AL6061 | 727 | 1 | 727 | 0 |  |  | #UNPARSEABLE
預1/9到貨3個 缺2個追加1/16到貨 | 2 | 1 | M581.2539.A.C03..左右蓋 | [5 empty] | 30x30x8, AL6061 | 754 | 2 | 377 | 0 |  |  | #UNPARSEABLE
Sherry購 預0109到 | 2 | 1 | M581.2539.A.E01..RJ45接頭 | [5 empty] | 焊接耗損另計10~25% | 1634 | 2 | 817 | 0 |  |  | #UNPARSEABLE
Sherry購 預0112到 | 2 | 1 | M581.2539.A.E02..IC | [5 empty] | 焊接耗損另計10~25% | 36 | 4 | 9 | 0 |  |  | #UNPARSEABLE
Sherry購 預0112到 | 2 |  | M581.2539.A.E03..IC | [5 empty] | 焊接耗損另計10~25% | 112 | 16 | 7 | 0 |  |  | #UNPARSEABLE
0107City確認料足 | 3 | 1 | M581.2539.A.D01..雙排差接頭 | [5 empty] | 焊接耗損另計10~25% | 10 | 2 | 5 | 0 |  |  | #UNPARSEABLE
0107City確認料足 | 3 | 1 | M581.2539.A.D02..漆包線 | [5 empty] | 用量 約80cm 焊接耗損另計10~25% | 40 | 8 | 5 | 0 |  |  | #UNPARSEABLE
0107採購 預0115寄出 | 2 | 1 | M581.2539.A.N01..RJ45電路板 | [5 empty] | 含電子元件 焊接耗損另計10~25% | 194 | 2 | 97 | 0 |  |  | #UNPARSEABLE
| 4 |  | A116..A6 OTA | [7 empty] | 1 | 0
外殼1/9 電路板找設計 | 1 | 1 | M581.2538.A..USB Filter | [6 empty] | 0 | 1 | 0 | 0
0106到貨 | 3 | 1 | M581.2538.A.C01..上蓋 | [5 empty] | 90x30x16.18mm, AL6061 | 727 | 1 | 727 | 0 |  |  | #UNPARSEABLE
0106到貨 | 3 | 1 | M581.2538.A.C02..底座 | [5 empty] | 90x30x13.82, AL6061 | 727 | 1 | 727 | 0 |  |  | #UNPARSEABLE
0106到貨 | 3 | 1 | M581.2538.A.C03..左右蓋 | [5 empty] | 30x30x8, AL6061 | 754 | 2 | 377 | 0 |  |  | #UNPARSEABLE
請給連結 | 1 | 1 | M581.2538.A.E01..USB接頭 | [6 empty] | 200 | 2 | 100 | 0 |  |  | #UNPARSEABLE
請給連結 | 1 | 1 | M581.2538.A.E02..IC | [6 empty] | 200 | 2 | 100 | 0 |  |  | #UNPARSEABLE
現貨,City有 | 3 | 1 | M581.2538.A.D01..雙排差接頭 | [6 empty] | 10 | 2 | 5 | 0 |  |  | #UNPARSEABLE
現貨,City有 | 3 | 1 | M581.2538.A.D02..漆包線 | [5 empty] | 60mm | 40 | 8 | 5 | 0 |  |  | #UNPARSEABLE
City找設計預計 1/16完成 | 1 | 1 | M581.2538.A.N01..USB電路板 | [5 empty] | 含電子元件 | 200 | 2 | 100 | 0 |  |  | #UNPARSEABLE
| 4 |  | A118..A8 OTA | [6 empty] | 0 | 1 |  |  |  |  | #UNPARSEABLE
| 2 |  | M6xx.25XX.A..對內費用 | [6 empty] | 0 | 1 | 0 |  |  |  | #UNPARSEABLE |  |  |  |  | 0
| 2 |  | 十大工程費 | [5 empty] | 安裝更換1天 系統測試1天 | 5000 | 2 | 2500 |  |  |  | #UNPARSEABLE
| 2 |  | M6xx.25XX.B..對外費用 | [6 empty] | 0 | 1 | 0 |  |  |  | #UNPARSEABLE |  |  |  |  | 0
| 2 |  | 運輸-台北-關渡 | [6 empty] | 2500 | 1 | 2500 |  |  |  | #UNPARSEABLE
狀態更新 | 1 | 1 | M581.2544.A..Power filter_無濾波 | [5 empty] | 16A | 2411 | 1 | 2411 | 0
現貨在公司 | 3 | 1 | M581.2544.A.C01..螺管 | [5 empty] | M24xL80, AL6061, pitch-3mm | 2277 | 1 | 2277 | 0 |  |  | #UNPARSEABLE
狀態更新 | 1 | 1 | M581.2544.A.E02..穿心電容 | [6 empty] | 20 | 2 | 10 | 0 |  |  | #UNPARSEABLE
現貨在公司 | 3 | 1 | M581.2544.A.X01..M24螺帽 | [5 empty] | M24螺帽與墊片 | 114 | 2 | 57 | 0 |  |  | #UNPARSEABLE
| 2 |  | A114..A4 OTA | [7 empty] | 1 | 4234
| 2 | 1 | A4 Anechoic Chamber System | [6 empty] | 0 | 1 | 0 | 30
| 2 | 8 | SE-X Laser Alignment System |  | 2.5 |  |  |  |  | 0 |  | 0 | 30
| 3 |  | SE-X332 3-Plane Laser Alignment Tool -Dimension: H170xW150xL170mm -Mounting Type: Ceiling Mount -Self-Leveling Features: 2 Vertical Planes – Auto Self-Leveling (Ceiling mount) 1 Horizontal Plane – Auto Self-Leveling (Wall mount) -Fine Adjustment: 2 cm range manual adjustment on X, Y, Z axes for precise positioning after mounting) | M587.2661 | 3 |  |  |  | A2/A3/A4/A6/A8 M587.2661 | 8 | 1 | 30 | 30 | 22 | 0.73333 |  |  |  | 10 |  |  |  | 0.5 | 0.8
| 2 | 2 | SE-R2 OTA Shielding Room | [6 empty] | 0 |  | 0 | 0
|  |  | SE-R22 Shielding Room (3.5/1.7/1.7) -Outside Dimension: L3.5 x W1.7 x H2.4m +/-5cm (include the shelf) -Shelf: H0.7m included wheels -Inside Dimension: L3.4 x W1.6 x H1.6m +/-5cm -Shielding effective: 30M - 18GHz > 100dB -Modular steel pan type by 2mm galvanized steel sheet -Painted on visual panel -Flat Shielding Swing Door Dimension W1.0 x H1.0 m Blade contact auto-latching -AB-X1 EPP Absorber Set Material: Expandable Polypropylene AB-X12: 30cm height pyramid absorber RoHS & REACH Compliant | [6 empty] | 0 |  | 0 | 0
| 2 | 3 | SE-D2 Shielding Swing Door | [6 empty] | 0 |  | 0 | 0
|  |  | SE-R22 Shielding Room (3.5/1.7/1.7) -Outside Dimension: L3.5 x W1.7 x H2.4m +/-5cm (include the shelf) -Shelf: H0.7m included wheels -Inside Dimension: L3.4 x W1.6 x H1.6m +/-5cm -Shielding effective: 30M - 18GHz > 100dB -Modular steel pan type by 2mm galvanized steel sheet -Painted on visual panel -Flat Shielding Swing Door Dimension W1.0 x H1.0 m Blade contact auto-latching -AB-X1 EPP Absorber Set Material: Expandable Polypropylene AB-X12: 30cm height pyramid absorber RoHS & REACH Compliant | [6 empty] | 0 |  | 0 | 0
| 2 | 4 | SE-D2 Shielding Swing Door (Additional) | [6 empty] | 0 |  | 0 | 0
|  |  | SE-R22 Shielding Room (3.5/1.7/1.7) -Outside Dimension: L3.5 x W1.7 x H2.4m +/-5cm (include the shelf) -Shelf: H0.7m included wheels -Inside Dimension: L3.4 x W1.6 x H1.6m +/-5cm -Shielding effective: 30M - 18GHz > 100dB -Modular steel pan type by 2mm galvanized steel sheet -Painted on visual panel -Flat Shielding Swing Door Dimension W1.0 x H1.0 m Blade contact auto-latching -AB-X1 EPP Absorber Set Material: Expandable Polypropylene AB-X12: 30cm height pyramid absorber RoHS & REACH Compliant | [6 empty] | 0 |  | 0 | 0
| 2 | 5 | SE-A1 Access panel | [6 empty] | 0 |  | 0 | 0
|  |  | SE-R22 Shielding Room (3.5/1.7/1.7) -Outside Dimension: L3.5 x W1.7 x H2.4m +/-5cm (include the shelf) -Shelf: H0.7m included wheels -Inside Dimension: L3.4 x W1.6 x H1.6m +/-5cm -Shielding effective: 30M - 18GHz > 100dB -Modular steel pan type by 2mm galvanized steel sheet -Painted on visual panel -Flat Shielding Swing Door Dimension W1.0 x H1.0 m Blade contact auto-latching -AB-X1 EPP Absorber Set Material: Expandable Polypropylene AB-X12: 30cm height pyramid absorber RoHS & REACH Compliant | [6 empty] | 0 |  | 0 | 0
| 2 | 6 | AB-X1 EPP Absorber Set | [6 empty] | 0 |  | 0 | 0
|  |  | SE-R22 Shielding Room (3.5/1.7/1.7) -Outside Dimension: L3.5 x W1.7 x H2.4m +/-5cm (include the shelf) -Shelf: H0.7m included wheels -Inside Dimension: L3.4 x W1.6 x H1.6m +/-5cm -Shielding effective: 30M - 18GHz > 100dB -Modular steel pan type by 2mm galvanized steel sheet -Painted on visual panel -Flat Shielding Swing Door Dimension W1.0 x H1.0 m Blade contact auto-latching -AB-X1 EPP Absorber Set Material: Expandable Polypropylene AB-X12: 30cm height pyramid absorber RoHS & REACH Compliant | [6 empty] | 0 |  | 0 | 0
| 2 | 7 | SE-F Power & Signal filter Set | [6 empty] | 0 |  | 0 | 0
|  |  | SE-R22 Shielding Room (3.5/1.7/1.7) -Outside Dimension: L3.5 x W1.7 x H2.4m +/-5cm (include the shelf) -Shelf: H0.7m included wheels -Inside Dimension: L3.4 x W1.6 x H1.6m +/-5cm -Shielding effective: 30M - 18GHz > 100dB -Modular steel pan type by 2mm galvanized steel sheet -Painted on visual panel -Flat Shielding Swing Door Dimension W1.0 x H1.0 m Blade contact auto-latching -AB-X1 EPP Absorber Set Material: Expandable Polypropylene AB-X12: 30cm height pyramid absorber RoHS & REACH Compliant | [6 empty] | 0 |  | 0 | 0
外殼1/16 電路板找設計 | 2 | 1 | A4 RF System | [6 empty] | 3507 | 1 | 3507 | 0
| 2 | 2 | SE-R2 OTA Shielding Room | [6 empty] | 0 |  | 0 | 0
|  |  | SE-R22 Shielding Room (3.5/1.7/1.7) -Outside Dimension: L3.5 x W1.7 x H2.4m +/-5cm (include the shelf) -Shelf: H0.7m included wheels -Inside Dimension: L3.4 x W1.6 x H1.6m +/-5cm -Shielding effective: 30M - 18GHz > 100dB -Modular steel pan type by 2mm galvanized steel sheet -Painted on visual panel -Flat Shielding Swing Door Dimension W1.0 x H1.0 m Blade contact auto-latching -AB-X1 EPP Absorber Set Material: Expandable Polypropylene AB-X12: 30cm height pyramid absorber RoHS & REACH Compliant | [6 empty] | 0 |  | 0 | 0
| 2 | 3 | SE-D2 Shielding Swing Door | [6 empty] | 0 |  | 0 | 0
| 2 | 4 | SE-D2 Shielding Swing Door (Additional) | [6 empty] | 0 |  | 0 | 0
| 2 | 5 | SE-A1 Access panel | [6 empty] | 0 |  | 0 | 0
| 2 | 6 | AB-X1 EPP Absorber Set | [6 empty] | 0 |  | 0 | 0
| 2 | 7 | SE-F Power & Signal filter Set | [6 empty] | 0 |  | 0 | 0
| 2 | 8 | SE-X Laser Alignment System | [6 empty] | 0 |  | 0 | 0
預1/9到貨3個 缺2個追加1/16到貨 | 2 | 1 | M581.2539.A.C02..底座 | [5 empty] | 90x30x13.82, AL6061 | 727 | 1 | 727 | 0 |  |  | #UNPARSEABLE
預1/9到貨3個 缺2個追加1/16到貨 | 2 | 1 | M581.2539.A.C03..左右蓋 | [5 empty] | 30x30x8, AL6061 | 754 | 2 | 377 | 0 |  |  | #UNPARSEABLE
Sherry購 預0109到 | 2 | 1 | M581.2539.A.E01..RJ45接頭 | [5 empty] | 焊接耗損另計10~25% | 1634 | 2 | 817 | 0 |  |  | #UNPARSEABLE
Sherry購 預0112到 | 2 | 1 | M581.2539.A.E02..IC | [5 empty] | 焊接耗損另計10~25% | 36 | 4 | 9 | 0 |  |  | #UNPARSEABLE
Sherry購 預0112到 | 2 |  | M581.2539.A.E03..IC | [5 empty] | 焊接耗損另計10~25% | 112 | 16 | 7 | 0 |  |  | #UNPARSEABLE
0107City確認料足 | 3 | 1 | M581.2539.A.D01..雙排差接頭 | [5 empty] | 焊接耗損另計10~25% | 10 | 2 | 5 | 0 |  |  | #UNPARSEABLE
0107City確認料足 | 3 | 1 | M581.2539.A.D02..漆包線 | [5 empty] | 用量 約80cm 焊接耗損另計10~25% | 40 | 8 | 5 | 0 |  |  | #UNPARSEABLE
0107採購 預0115寄出 | 2 | 1 | M581.2539.A.N01..RJ45電路板 | [5 empty] | 含電子元件 焊接耗損另計10~25% | 194 | 2 | 97 | 0 |  |  | #UNPARSEABLE
外殼1/16 電路板找設計 | 2 | 1 | A4 Positioner & Control System | [6 empty] | 4234 | 1 | 4234 | 0
| 2 | 2 | SE-R2 OTA Shielding Room | [6 empty] | 0 |  | 0 | 0
|  |  | SE-R22 Shielding Room (3.5/1.7/1.7) -Outside Dimension: L3.5 x W1.7 x H2.4m +/-5cm (include the shelf) -Shelf: H0.7m included wheels -Inside Dimension: L3.4 x W1.6 x H1.6m +/-5cm -Shielding effective: 30M - 18GHz > 100dB -Modular steel pan type by 2mm galvanized steel sheet -Painted on visual panel -Flat Shielding Swing Door Dimension W1.0 x H1.0 m Blade contact auto-latching -AB-X1 EPP Absorber Set Material: Expandable Polypropylene AB-X12: 30cm height pyramid absorber RoHS & REACH Compliant | [6 empty] | 0 |  | 0 | 0
| 2 | 3 | SE-D2 Shielding Swing Door | [6 empty] | 0 |  | 0 | 0
| 2 | 4 | SE-D2 Shielding Swing Door (Additional) | [6 empty] | 0 |  | 0 | 0
| 2 | 5 | SE-A1 Access panel | [6 empty] | 0 |  | 0 | 0
| 2 | 6 | AB-X1 EPP Absorber Set | [6 empty] | 0 |  | 0 | 0
| 2 | 7 | SE-F Power & Signal filter Set | [6 empty] | 0 |  | 0 | 0
| 2 | 8 | SE-X Laser Alignment System | [6 empty] | 0 |  | 0 | 0
預1/9到貨3個 缺2個追加1/16到貨 | 2 | 1 | M581.2539.A.C01..上蓋 | [5 empty] | 90x30x16.18mm, AL6061 | 727 | 1 | 727 | 0 |  |  | #UNPARSEABLE
預1/9到貨3個 缺2個追加1/16到貨 | 2 | 1 | M581.2539.A.C02..底座 | [5 empty] | 90x30x13.82, AL6061 | 727 | 1 | 727 | 0 |  |  | #UNPARSEABLE
預1/9到貨3個 缺2個追加1/16到貨 | 2 | 1 | M581.2539.A.C03..左右蓋 | [5 empty] | 30x30x8, AL6061 | 754 | 2 | 377 | 0 |  |  | #UNPARSEABLE
Sherry購 預0109到 | 2 | 1 | M581.2539.A.E01..RJ45接頭 | [5 empty] | 焊接耗損另計10~25% | 1634 | 2 | 817 | 0 |  |  | #UNPARSEABLE
Sherry購 預0112到 | 2 | 1 | M581.2539.A.E02..IC | [5 empty] | 焊接耗損另計10~25% | 36 | 4 | 9 | 0 |  |  | #UNPARSEABLE
Sherry購 預0112到 | 2 |  | M581.2539.A.E03..IC | [5 empty] | 焊接耗損另計10~25% | 112 | 16 | 7 | 0 |  |  | #UNPARSEABLE
0107City確認料足 | 3 | 1 | M581.2539.A.D01..雙排差接頭 | [5 empty] | 焊接耗損另計10~25% | 10 | 2 | 5 | 0 |  |  | #UNPARSEABLE
0107City確認料足 | 3 | 1 | M581.2539.A.D02..漆包線 | [5 empty] | 用量 約80cm 焊接耗損另計10~25% | 40 | 8 | 5 | 0 |  |  | #UNPARSEABLE
0107採購 預0115寄出 | 2 | 1 | M581.2539.A.N01..RJ45電路板 | [5 empty] | 含電子元件 焊接耗損另計10~25% | 194 | 2 | 97 | 0 |  |  | #UNPARSEABLE
外殼1/16 電路板找設計 | 2 | 1 | A4 Measurement Software | [6 empty] | 4234 | 1 | 4234 | 0
| 2 | 2 | SE-R2 OTA Shielding Room | [6 empty] | 0 |  | 0 | 0
|  |  | SE-R22 Shielding Room (3.5/1.7/1.7) -Outside Dimension: L3.5 x W1.7 x H2.4m +/-5cm (include the shelf) -Shelf: H0.7m included wheels -Inside Dimension: L3.4 x W1.6 x H1.6m +/-5cm -Shielding effective: 30M - 18GHz > 100dB -Modular steel pan type by 2mm galvanized steel sheet -Painted on visual panel -Flat Shielding Swing Door Dimension W1.0 x H1.0 m Blade contact auto-latching -AB-X1 EPP Absorber Set Material: Expandable Polypropylene AB-X12: 30cm height pyramid absorber RoHS & REACH Compliant | [6 empty] | 0 |  | 0 | 0
| 2 | 3 | SE-D2 Shielding Swing Door | [6 empty] | 0 |  | 0 | 0
| 2 | 4 | SE-D2 Shielding Swing Door (Additional) | [6 empty] | 0 |  | 0 | 0
| 2 | 5 | SE-A1 Access panel | [6 empty] | 0 |  | 0 | 0
| 2 | 6 | AB-X1 EPP Absorber Set | [6 empty] | 0 |  | 0 | 0
| 2 | 7 | SE-F Power & Signal filter Set | [6 empty] | 0 |  | 0 | 0
| 2 | 8 | SE-X Laser Alignment System | [6 empty] | 0 |  | 0 | 0
預1/9到貨3個 缺2個追加1/16到貨 | 2 | 1 | M581.2539.A.C01..上蓋 | [5 empty] | 90x30x16.18mm, AL6061 | 727 | 1 | 727 | 0 |  |  | #UNPARSEABLE
預1/9到貨3個 缺2個追加1/16到貨 | 2 | 1 | M581.2539.A.C02..底座 | [5 empty] | 90x30x13.82, AL6061 | 727 | 1 | 727 | 0 |  |  | #UNPARSEABLE
預1/9到貨3個 缺2個追加1/16到貨 | 2 | 1 | M581.2539.A.C03..左右蓋 | [5 empty] | 30x30x8, AL6061 | 754 | 2 | 377 | 0 |  |  | #UNPARSEABLE
Sherry購 預0109到 | 2 | 1 | M581.2539.A.E01..RJ45接頭 | [5 empty] | 焊接耗損另計10~25% | 1634 | 2 | 817 | 0 |  |  | #UNPARSEABLE
Sherry購 預0112到 | 2 | 1 | M581.2539.A.E02..IC | [5 empty] | 焊接耗損另計10~25% | 36 | 4 | 9 | 0 |  |  | #UNPARSEABLE
Sherry購 預0112到 | 2 |  | M581.2539.A.E03..IC | [5 empty] | 焊接耗損另計10~25% | 112 | 16 | 7 | 0 |  |  | #UNPARSEABLE
0107City確認料足 | 3 | 1 | M581.2539.A.D01..雙排差接頭 | [5 empty] | 焊接耗損另計10~25% | 10 | 2 | 5 | 0 |  |  | #UNPARSEABLE
0107City確認料足 | 3 | 1 | M581.2539.A.D02..漆包線 | [5 empty] | 用量 約80cm 焊接耗損另計10~25% | 40 | 8 | 5 | 0 |  |  | #UNPARSEABLE
0107採購 預0115寄出 | 2 | 1 | M581.2539.A.N01..RJ45電路板 | [5 empty] | 含電子元件 焊接耗損另計10~25% | 194 | 2 | 97 | 0 |  |  | #UNPARSEABLE
外殼1/16 電路板找設計 | 2 | 1 | A4 Upgrade | [6 empty] | 4234 | 1 | 4234 | 0
| 2 | 2 | SE-R2 OTA Shielding Room | [6 empty] | 0 |  | 0 | 0
|  |  | SE-R22 Shielding Room (3.5/1.7/1.7) -Outside Dimension: L3.5 x W1.7 x H2.4m +/-5cm (include the shelf) -Shelf: H0.7m included wheels -Inside Dimension: L3.4 x W1.6 x H1.6m +/-5cm -Shielding effective: 30M - 18GHz > 100dB -Modular steel pan type by 2mm galvanized steel sheet -Painted on visual panel -Flat Shielding Swing Door Dimension W1.0 x H1.0 m Blade contact auto-latching -AB-X1 EPP Absorber Set Material: Expandable Polypropylene AB-X12: 30cm height pyramid absorber RoHS & REACH Compliant | [6 empty] | 0 |  | 0 | 0
| 2 | 3 | SE-D2 Shielding Swing Door | [6 empty] | 0 |  | 0 | 0
| 2 | 4 | SE-D2 Shielding Swing Door (Additional) | [6 empty] | 0 |  | 0 | 0
| 2 | 5 | SE-A1 Access panel | [6 empty] | 0 |  | 0 | 0
| 2 | 6 | AB-X1 EPP Absorber Set | [6 empty] | 0 |  | 0 | 0
| 2 | 7 | SE-F Power & Signal filter Set | [6 empty] | 0 |  | 0 | 0
| 2 | 8 | SE-X Laser Alignment System | [6 empty] | 0 |  | 0 | 0
預1/9到貨3個 缺2個追加1/16到貨 | 2 | 1 | M581.2539.A.C01..上蓋 | [5 empty] | 90x30x16.18mm, AL6061 | 727 | 1 | 727 | 0 |  |  | #UNPARSEABLE
預1/9到貨3個 缺2個追加1/16到貨 | 2 | 1 | M581.2539.A.C02..底座 | [5 empty] | 90x30x13.82, AL6061 | 727 | 1 | 727 | 0 |  |  | #UNPARSEABLE
預1/9到貨3個 缺2個追加1/16到貨 | 2 | 1 | M581.2539.A.C03..左右蓋 | [5 empty] | 30x30x8, AL6061 | 754 | 2 | 377 | 0 |  |  | #UNPARSEABLE
Sherry購 預0109到 | 2 | 1 | M581.2539.A.E01..RJ45接頭 | [5 empty] | 焊接耗損另計10~25% | 1634 | 2 | 817 | 0 |  |  | #UNPARSEABLE
Sherry購 預0112到 | 2 | 1 | M581.2539.A.E02..IC | [5 empty] | 焊接耗損另計10~25% | 36 | 4 | 9 | 0 |  |  | #UNPARSEABLE
Sherry購 預0112到 | 2 |  | M581.2539.A.E03..IC | [5 empty] | 焊接耗損另計10~25% | 112 | 16 | 7 | 0 |  |  | #UNPARSEABLE
0107City確認料足 | 3 | 1 | M581.2539.A.D01..雙排差接頭 | [5 empty] | 焊接耗損另計10~25% | 10 | 2 | 5 | 0 |  |  | #UNPARSEABLE
0107City確認料足 | 3 | 1 | M581.2539.A.D02..漆包線 | [5 empty] | 用量 約80cm 焊接耗損另計10~25% | 40 | 8 | 5 | 0 |  |  | #UNPARSEABLE
0107採購 預0115寄出 | 2 | 1 | M581.2539.A.N01..RJ45電路板 | [5 empty] | 含電子元件 焊接耗損另計10~25% | 194 | 2 | 97 | 0 |  |  | #UNPARSEABLE
外殼1/16 電路板找設計 | 2 | 1 | A4 System Acceptance | [6 empty] | 4234 | 1 | 4234 | 0
| 2 | 2 | SE-R2 OTA Shielding Room | [6 empty] | 0 |  | 0 | 0
|  |  | SE-R22 Shielding Room (3.5/1.7/1.7) -Outside Dimension: L3.5 x W1.7 x H2.4m +/-5cm (include the shelf) -Shelf: H0.7m included wheels -Inside Dimension: L3.4 x W1.6 x H1.6m +/-5cm -Shielding effective: 30M - 18GHz > 100dB -Modular steel pan type by 2mm galvanized steel sheet -Painted on visual panel -Flat Shielding Swing Door Dimension W1.0 x H1.0 m Blade contact auto-latching -AB-X1 EPP Absorber Set Material: Expandable Polypropylene AB-X12: 30cm height pyramid absorber RoHS & REACH Compliant | [6 empty] | 0 |  | 0 | 0
| 2 | 3 | SE-D2 Shielding Swing Door | [6 empty] | 0 |  | 0 | 0
| 2 | 4 | SE-D2 Shielding Swing Door (Additional) | [6 empty] | 0 |  | 0 | 0
| 2 | 5 | SE-A1 Access panel | [6 empty] | 0 |  | 0 | 0
| 2 | 6 | AB-X1 EPP Absorber Set | [6 empty] | 0 |  | 0 | 0
| 2 | 7 | SE-F Power & Signal filter Set | [6 empty] | 0 |  | 0 | 0
| 2 | 8 | SE-X Laser Alignment System | [6 empty] | 0 |  | 0 | 0
預1/9到貨3個 缺2個追加1/16到貨 | 2 | 1 | M581.2539.A.C01..上蓋 | [5 empty] | 90x30x16.18mm, AL6061 | 727 | 1 | 727 | 0 |  |  | #UNPARSEABLE
預1/9到貨3個 缺2個追加1/16到貨 | 2 | 1 | M581.2539.A.C02..底座 | [5 empty] | 90x30x13.82, AL6061 | 727 | 1 | 727 | 0 |  |  | #UNPARSEABLE
預1/9到貨3個 缺2個追加1/16到貨 | 2 | 1 | M581.2539.A.C03..左右蓋 | [5 empty] | 30x30x8, AL6061 | 754 | 2 | 377 | 0 |  |  | #UNPARSEABLE
Sherry購 預0109到 | 2 | 1 | M581.2539.A.E01..RJ45接頭 | [5 empty] | 焊接耗損另計10~25% | 1634 | 2 | 817 | 0 |  |  | #UNPARSEABLE
Sherry購 預0112到 | 2 | 1 | M581.2539.A.E02..IC | [5 empty] | 焊接耗損另計10~25% | 36 | 4 | 9 | 0 |  |  | #UNPARSEABLE
Sherry購 預0112到 | 2 |  | M581.2539.A.E03..IC | [5 empty] | 焊接耗損另計10~25% | 112 | 16 | 7 | 0 |  |  | #UNPARSEABLE
0107City確認料足 | 3 | 1 | M581.2539.A.D01..雙排差接頭 | [5 empty] | 焊接耗損另計10~25% | 10 | 2 | 5 | 0 |  |  | #UNPARSEABLE
0107City確認料足 | 3 | 1 | M581.2539.A.D02..漆包線 | [5 empty] | 用量 約80cm 焊接耗損另計10~25% | 40 | 8 | 5 | 0 |  |  | #UNPARSEABLE
0107採購 預0115寄出 | 2 | 1 | M581.2539.A.N01..RJ45電路板 | [5 empty] | 含電子元件 焊接耗損另計10~25% | 194 | 2 | 97 | 0 |  |  | #UNPARSEABLE
外殼1/16 電路板找設計 | 2 | 1 | A4 System Warranty | [6 empty] | 4234 | 1 | 4234 | 0
| 2 | 2 | SE-R2 OTA Shielding Room | [6 empty] | 0 |  | 0 | 0
|  |  | SE-R22 Shielding Room (3.5/1.7/1.7) -Outside Dimension: L3.5 x W1.7 x H2.4m +/-5cm (include the shelf) -Shelf: H0.7m included wheels -Inside Dimension: L3.4 x W1.6 x H1.6m +/-5cm -Shielding effective: 30M - 18GHz > 100dB -Modular steel pan type by 2mm galvanized steel sheet -Painted on visual panel -Flat Shielding Swing Door Dimension W1.0 x H1.0 m Blade contact auto-latching -AB-X1 EPP Absorber Set Material: Expandable Polypropylene AB-X12: 30cm height pyramid absorber RoHS & REACH Compliant | [6 empty] | 0 |  | 0 | 0
| 2 | 3 | SE-D2 Shielding Swing Door | [6 empty] | 0 |  | 0 | 0
| 2 | 4 | SE-D2 Shielding Swing Door (Additional) | [6 empty] | 0 |  | 0 | 0
| 2 | 5 | SE-A1 Access panel | [6 empty] | 0 |  | 0 | 0
| 2 | 6 | AB-X1 EPP Absorber Set | [6 empty] | 0 |  | 0 | 0
| 2 | 7 | SE-F Power & Signal filter Set | [6 empty] | 0 |  | 0 | 0
| 2 | 8 | SE-X Laser Alignment System | [6 empty] | 0 |  | 0 | 0
預1/9到貨3個 缺2個追加1/16到貨 | 2 | 1 | M581.2539.A.C01..上蓋 | [5 empty] | 90x30x16.18mm, AL6061 | 727 | 1 | 727 | 0 |  |  | #UNPARSEABLE
預1/9到貨3個 缺2個追加1/16到貨 | 2 | 1 | M581.2539.A.C02..底座 | [5 empty] | 90x30x13.82, AL6061 | 727 | 1 | 727 | 0 |  |  | #UNPARSEABLE
預1/9到貨3個 缺2個追加1/16到貨 | 2 | 1 | M581.2539.A.C03..左右蓋 | [5 empty] | 30x30x8, AL6061 | 754 | 2 | 377 | 0 |  |  | #UNPARSEABLE
Sherry購 預0109到 | 2 | 1 | M581.2539.A.E01..RJ45接頭 | [5 empty] | 焊接耗損另計10~25% | 1634 | 2 | 817 | 0 |  |  | #UNPARSEABLE
Sherry購 預0112到 | 2 | 1 | M581.2539.A.E02..IC | [5 empty] | 焊接耗損另計10~25% | 36 | 4 | 9 | 0 |  |  | #UNPARSEABLE
Sherry購 預0112到 | 2 |  | M581.2539.A.E03..IC | [5 empty] | 焊接耗損另計10~25% | 112 | 16 | 7 | 0 |  |  | #UNPARSEABLE
0107City確認料足 | 3 | 1 | M581.2539.A.D01..雙排差接頭 | [5 empty] | 焊接耗損另計10~25% | 10 | 2 | 5 | 0 |  |  | #UNPARSEABLE
0107City確認料足 | 3 | 1 | M581.2539.A.D02..漆包線 | [5 empty] | 用量 約80cm 焊接耗損另計10~25% | 40 | 8 | 5 | 0 |  |  | #UNPARSEABLE
0107採購 預0115寄出 | 2 | 1 | M581.2539.A.N01..RJ45電路板 | [5 empty] | 含電子元件 焊接耗損另計10~25% | 194 | 2 | 97 | 0 |  |  | #UNPARSEABLE
| 4 |  | A116..A6 OTA | [7 empty] | 1 | #UNPARSEABLE
| 2 | 1 | A6 Anechoic Chamber System | [6 empty] | 0 | 1 | 0 | 30
| 2 | 8 | SE-X Laser Alignment System |  | 2.5 |  |  |  |  | 0 |  | 0 | 30
| 3 |  | SE-X332 3-Plane Laser Alignment Tool -Dimension: H170xW150xL170mm -Mounting Type: Ceiling Mount -Self-Leveling Features: 2 Vertical Planes – Auto Self-Leveling (Ceiling mount) 1 Horizontal Plane – Auto Self-Leveling (Wall mount) -Fine Adjustment: 2 cm range manual adjustment on X, Y, Z axes for precise positioning after mounting) | M587.2661 | 3 |  |  |  | A2/A3/A4/A6/A8 M587.2661 | 8 | 1 | 30 | 30 | 22 | 0.73333 |  |  |  | 10 |  |  |  | 0.5 | 0.8
外殼1/16 電路板找設計 | 2 | 1 | A4 RF System | [6 empty] | 0 | 1 | 0 | 0
外殼1/16 電路板找設計 | 2 | 1 | A4 Positioner & Control System | [6 empty] | 0 | 1 | 0 | 0
外殼1/16 電路板找設計 | 2 | 1 | A4 Measurement Software | [6 empty] | 0 | 1 | 0 | 0
外殼1/16 電路板找設計 | 2 | 1 | A4 Upgrade | [6 empty] | 0 | 1 | 0 | 0
外殼1/16 電路板找設計 | 2 | 1 | A4 System Acceptance | [6 empty] | 0 | 1 | 0 | 0
外殼1/16 電路板找設計 | 2 | 1 | A4 System Warranty | [6 empty] | 0 | 1 | 0 | 0
| 4 |  | A118..A8 OTA | [6 empty] | 0 | 1 |  |  |  |  | #UNPARSEABLE
| 2 | 1 | A6 Anechoic Chamber System | [6 empty] | 0 | 1 | 0 | 30
| 2 | 8 | SE-X Laser Alignment System |  | 2.5 |  |  |  |  | 0 |  | 0 | 30
| 3 |  | SE-X332 3-Plane Laser Alignment Tool -Dimension: H170xW150xL170mm -Mounting Type: Ceiling Mount -Self-Leveling Features: 2 Vertical Planes – Auto Self-Leveling (Ceiling mount) 1 Horizontal Plane – Auto Self-Leveling (Wall mount) -Fine Adjustment: 2 cm range manual adjustment on X, Y, Z axes for precise positioning after mounting) | M587.2661 | 3 |  |  |  | A2/A3/A4/A6/A8 M587.2661 | 8 | 1 | 30 | 30 | 22 | 0.73333 |  |  |  | 10 |  |  |  | 0.5 | 0.8
外殼1/16 電路板找設計 | 2 | 1 | A4 RF System | [6 empty] | 0 | 1 | 0 | 0
外殼1/16 電路板找設計 | 2 | 1 | A4 Positioner & Control System | [6 empty] | 0 | 1 | 0 | 0
外殼1/16 電路板找設計 | 2 | 1 | A4 Measurement Software | [6 empty] | 0 | 1 | 0 | 0
外殼1/16 電路板找設計 | 2 | 1 | A4 Upgrade | [6 empty] | 0 | 1 | 0 | 0
外殼1/16 電路板找設計 | 2 | 1 | A4 System Acceptance | [6 empty] | 0 | 1 | 0 | 0
外殼1/16 電路板找設計 | 2 | 1 | A4 System Warranty | [6 empty] | 0 | 1 | 0 | 0
| 5 | 1 | A12..B class | [6 empty] | 0 | 1 | Patrick | 185300 | 185300 | 100% | 100% | [8 empty] | 1
| 5 |  | A121..B1 Desktop Shielding Box | [7 empty] | 1 |  |  |  |  | #DIVIDE BY ZERO
| 5 |  | A122..B2 Mobility Shielding Box |  | 1 | [5 empty] | 1 |  |  |  |  | #DIVIDE BY ZERO
| 5 |  | A123..B3 Compact Shielding. Box | [7 empty] | 1 | 3531
| 5 |  | A126..B6 Vehicle Shielding Box | [7 empty] | 1 | 367
| 5 |  | A126..A6 OTA | [7 empty] | 1 | #UNPARSEABLE
| 5 |  | A128..A8 OTA | [6 empty] | 0 | 1 |  |  |  |  | #UNPARSEABLE
| 5 | 2 | A15..R class | [6 empty] | 9881 | 1 | Patrick | 23800 | 13919 | 58.48% | 58.48% | [8 empty] | 1
排1/15前往現場安裝 | 2 |  | M581.2574..訊號介面盤更換工程 | [6 empty] | 6381 | 1 |  |  |  |  | 64.58%
預1/14組裝完成 | 2 | 1 | M581.2574..訊號介面盤 | [5 empty] | Signal filter -SE-F22-02 RJ45 10Gbps x 2 -SE-F22-02 USB2.0 x 1 | 6381 | 1 |  | 0 |  |  | 100%
1/7到貨 需確認價格 | 3 |  | M581.2574.A.S01.AP盤 | [5 empty] | 179x310mm SUS304 2t | 300 | 1 | 300 |  |  |  | 4.701%
預計1/13組完 | 2 |  | M581.2574.A.B01..M581.2539 RJ-45 Filter | [5 empty] | 2組 | 4054 | 2 | 2027 |  |  |  | #UNPARSEABLE
庫存 | 3 |  | M581.2574.A.B02..M581.2538 USB Filter | [5 empty] | 1組 | 2027 | 1 | 2027 |  |  |  | #UNPARSEABLE
1組拿DSPR剩下 另一組缺殼1/9到 但是缺IC與電路板 | 1 | 4 | M581.2539..RJ-45 Filter | [5 empty] | 2組 |  | 1 | 4202
缺一組 | 1 | 1 | M581.2539.A..RJ45 filter | [6 empty] | 4202 | 1 | 4202 | 0
庫存1組 需再做1組 預1/9到 | 2 | 1 | M581.2539.A.C01..上蓋 | [5 empty] | 90x30x16.18mm, AL6061 | 727 | 1 | 727 | 0 |  |  | #UNPARSEABLE
庫存1組 需再做1組 預1/9到 | 2 | 1 | M581.2539.A.C02..底座 | [5 empty] | 90x30x13.82, AL6061 | 727 | 1 | 727 | 0 |  |  | #UNPARSEABLE
庫存1組 需再做1組 預1/9到 | 2 | 1 | M581.2539.A.C03..左右蓋 | [5 empty] | 30x30x8, AL6061 | 754 | 2 | 377 | 0 |  |  | #UNPARSEABLE
Sherry購 預0109到 | 2 | 1 | M581.2539.A.E01..RJ45接頭 | [5 empty] | 焊接耗損另計10~25% | 1634 | 2 | 817 | 0 |  |  | #UNPARSEABLE
Sherry購 預0112到 | 2 | 1 | M581.2539.A.E02..IC | [5 empty] | 焊接耗損另計10~25% | 36 | 4 | 9 | 0 |  |  | #UNPARSEABLE
Sherry購 預0112到 | 2 |  | M581.2539.A.E03..IC | [5 empty] | 焊接耗損另計10~25% | 80 | 16 | 5 | 0 |  |  | #UNPARSEABLE
0107City確認料足 | 3 | 1 | M581.2539.A.D01..雙排差接頭 | [5 empty] | 焊接耗損另計10~25% | 10 | 2 | 5 | 0 |  |  | #UNPARSEABLE
0107City確認料足 | 3 | 1 | M581.2539.A.D02..漆包線 | [5 empty] | 用量 約80cm 焊接耗損另計10~25% | 40 | 8 | 5 | 0 |  |  | #UNPARSEABLE
0107採購 預0115寄出 | 2 | 1 | M581.2539.A.N01..RJ45電路板 | [5 empty] | 含電子元件 焊接耗損另計10~25% | 194 | 2 | 97 | 0 |  |  | #UNPARSEABLE
拿R2剩下的 | 3 | 4 | M581.2538..USB Filter | [5 empty] | 1組 |  | 1 | 2758
庫存 | 3 | 1 | M581.2538.A..USB Filter | [6 empty] | 2758 | 1 | 2758 | 0
庫存 | 3 | 1 | M581.2538.A.C01..上蓋 | [5 empty] | 90x30x16.18mm, AL6061 | 727 | 1 | 727 | 0 |  |  | #UNPARSEABLE
庫存 | 3 | 1 | M581.2538.A.C02..底座 | [5 empty] | 90x30x13.82, AL6061 | 727 | 1 | 727 | 0 |  |  | #UNPARSEABLE
庫存 | 3 | 1 | M581.2538.A.C03..左右蓋 | [5 empty] | 30x30x8, AL6061 | 754 | 2 | 377 | 0 |  |  | #UNPARSEABLE
庫存 | 3 | 1 | M581.2538.A.E01..USB接頭 | [6 empty] | 200 | 2 | 100 | 0 |  |  | #UNPARSEABLE
庫存 | 3 | 1 | M581.2539.A.E02..IC | [6 empty] | 100 | 1 | 100 | 0 |  |  | #UNPARSEABLE
庫存 | 3 | 1 | M581.2538.A.D01..雙排差接頭 | [6 empty] | 10 | 2 | 5 | 0 |  |  | #UNPARSEABLE
庫存 | 3 | 1 | M581.2538.A.D02..漆包線 | [5 empty] | 60mm | 40 | 8 | 5 | 0 |  |  | #UNPARSEABLE
庫存 | 3 | 1 | M581.2538.A.N01..USB電路板 | [5 empty] | 含電子元件 | 200 | 2 | 100 | 0 |  |  | #UNPARSEABLE
| 2 |  | M6XX.25XX.費用 | [6 empty] | 3500 | 1 |  |  |  |  | #UNPARSEABLE
| 2 |  | M6xx.25XX.A..對內費用 | [6 empty] | 3500 | 1 | 3500 |  |  |  | 100% |  |  |  |  | #UNPARSEABLE
| 2 |  | 十大工程費 | [5 empty] | 場勘0.5天，安裝0.5天 | 2500 | 1 | 2500 |  |  |  | 71.43%
| 2 |  | 交通費-油資(台北-新竹) 來回 | [5 empty] | 十大公務車一台 | 1000 | 1 | 1000 |  |  |  | 28.57%
| 5 | 3 | A16..待測物 Class | [6 empty] | 200000 | 1 | Patrick | 800000 | 600000 | 75% | 75% | [8 empty] | 1
12/31測完隔離度 已完工 |  |  | M581.2578..暗室拆裝工程 | [6 empty] | 97727 | 1 |  |  |  |  | 48.86%
1212已完工 確認費用 |  |  | M581.2578.A..拆遷工程 | [6 empty] | 64382 | 1 | 64382 | 0 |  |  | 65.88%
|  |  | M581.2578.A.N01..拆遷施工作業(勞力A) | [5 empty] | 臨時工 高雄 (2人/天) $1800/人 加班4hrs +$1000/人 | 5614 | 2 | 2807 |  |  |  | 8.72%
|  |  | M581.2578.A.N02..拆遷施工作業(勞力B) | [5 empty] | 聰哥+友人 $3500/人 友人工作天數2.5天 聰哥工作天數4天 | 22754 | 2 | 11377 |  |  |  | 35.34%
|  |  | M581.2578.A.N03..吊掛作業 | [5 empty] | 出車費$3000, $1500/hr (12/12 吊掛2小時) | 6007 | 1 | 6007 |  |  |  | 9.33%
|  |  | M581.2578.A.N04..運輸費用(高雄到新竹) | [5 empty] | 12/10-11集貨上貨車~12/12卸貨 | 30007 | 1 | 30007 |  |  |  | 46.61%
12/19-30施工 |  |  | M581.2578.B..安裝工程 | [6 empty] | 33345 | 1 | 33345 | 0 |  |  | 34.12%
|  |  | M581.2578.B.S01..水平墊片 | [5 empty] | 場地水平落差約1.2cm | 30 | 30 | 1 |  |  |  | 0.08997%
|  |  | M581.2578.B.M01..導電編織網 | [5 empty] | 需求104米=3捲 | 4160 | 104 | 40 |  |  |  | 12.48% | [5 empty] | M251.E101
|  |  | M581.2578.B.M02..透明塑膠防潮布 | [5 empty] | 幅寬1.2米 厚度0.15mm 需求用量20米 購1捲 50Y | 807 | 1 | 807 |  |  |  | 2.42%
|  |  | M581.2578.B.M03..編織網卡扣 | [5 empty] | 100顆 | 100 | 100 | 1 |  |  |  | 0.2999%
|  |  | M581.2578.B.X01..突緣螺絲螺帽組 M10xL20鍍鋅 | [5 empty] | 估拆除損耗50組 | 150 | 50 | 3 |  |  |  | 0.4498%
已確認費用.跑請購 | 3 |  | M581.2578.B.N01..安裝工程作業(勞力) | [5 empty] | 12/19 2位, 12/22 2位, 12/23 6位 12/24 2位 12/26 2位 計14人次 $2000/人/天 | 28098 | 14 | 2007 |  |  |  | 84.26%
期0121完工 期0116到 | 2 |  | M581.2582..TP系統升級 | [6 empty] | 126235 | 1 |  |  |  |  | 63.12%
天線治具 | 1 | 1 | M581.2582.A..RF系統升級 | [5 empty] | 升級RF線材沿用舊品+ 搭配倉庫列管品(非新品) TP 天線tp 衰減器介面盤，總線長四路平均 每一路約9米，損耗7.5dB@6.5GHz Passive Horn to儀器 VNA，總線長10.5米，損耗9dB@6.5GHz Passive EUT to 儀器VNA ，總線長11.5米，損耗12.5dB@6.5GHz | 126235 | 1 | 126235 | 0 |  |  | 100%
已自取到貨 | 3 |  | M581.2582.A.A01..寬頻雙極化喇叭天線0.7-8G | [5 empty] | 報價單規格6.5GHz-8.5GHz 飛騰產品規格為0.7-8GHz 接頭SMA | 84000 | 1 | 84000 |  |  |  | 66.54% |  |  |  | https://atenlab88.sharepoint.com/:f:/s/B/IgCNb9Al93hvTKQIgUGbzK4CARSjFXk8gMyCUBQ9eFHppDM?e=faxqQl |  | M553.F101
已到貨 | 3 |  | M581.2582.A.A02..對數天線 | [5 empty] | 2.4 - 2.5 GHz/ 5.0 - 7.125 GHz | 468 | 4 | 117 |  |  |  | 0.3707%
沿用舊品 |  |  | M581.2582.A.A03..RF Cable 60cm SMA to SMA with Core | [5 empty] | Passive 內部 EUT to PHI旋轉接頭 | 1 | 1 | 1 |  |  |  | 0.0007922% |  |  |  |  | 深藍色軟線+Core
沿用舊品 |  |  | M581.2582.A.A04..RF Cable 2.2M SMA to SMA with Core | [5 empty] | Passive 內部 PHI旋轉接頭 to Theta 旋轉接頭 | 1 | 1 | 1 |  |  |  | 0.0007922% |  |  |  |  | 深藍色軟線+Core
沿用舊品 |  |  | M581.2582.A.A05..RF Cable 5M SMA to SMA | [5 empty] | Passive 內部 Theta 旋轉接頭 to AP盤 | 1 | 1 | 1 |  |  |  | 0.0007922% |  |  |  |  | 黃色
沿用舊品 |  |  | M581.2582.A.A06..RF Cable 1.5M SMA to SAM | [5 empty] | Horm 內部 H/V to 中繼SMA接頭* 2 | 2 | 2 | 1 |  |  |  | 0.001584% |  |  |  |  | 黃色
沿用舊品 |  |  | M581.2582.A.A07..RF Cable 2.5M SMA to N | [5 empty] | Horm 內部 中繼SMA接頭 to AP盤 * 2 | 2 | 2 | 1 |  |  |  | 0.001584% |  |  |  |  | 黃色
沿用舊品 |  |  | M581.2582.A.A08..RF Cable 6.5M N to N | [5 empty] | Horm 外部 AP盤 to VNA * 2 Passive外部AP盤 to VNA * 1 | 3 | 3 | 1 |  |  |  | 0.002377% |  |  |  |  | 紫色
庫存品,需領料 | 2 |  | M581.2582.A.A09..RF Cable 5.3M SMA to N | [5 empty] | TP 前三路對數天線 內部 to AP盤 * 3 | 18000 | 3 | 6000 |  |  |  | 14.26% |  |  |  | https://www.ruten.com.tw/item/show?22420563478340 | 紫色 | 2311-RF Cable 紫色 18G N(M)-SMA(M) 530cm
第四路拼湊 庫存品,需領料 | 2 |  | M581.2582.A.A10..RF Cable 6M SMA to N | [5 empty] | TP 第四路無合適長度需拼湊_對數天線 內部 to AP盤 * 1 | 7000 | 1 | 7000 |  |  |  | 5.545% |  |  |  | https://www.ruten.com.tw/item/show?22420563478340 | 紫色 | 312-RF Cable 紫色 18G N(M)-SMA(M) 600cm
沿用舊品 |  |  | M581.2582.A.A11..RF Cable 1.5M N to SMA | [5 empty] | TP 對數天線 外部 AP盤 to 中繼SMA* 4 | 4 | 4 | 1 |  |  |  | 0.003169% |  |  |  |  | 紫色
沿用舊品 |  |  | M581.2582.A.A12..RF Cable 1M SMA to SMA | [5 empty] | TP 前三路對數天線 外部 中繼SMA* to 隔離箱介面*3 | 3 | 3 | 1 |  |  |  | 0.002377% |  |  |  |  | 紫色
第四路拼湊 庫存品,需領料 | 2 |  | M581.2582.A.A13..RF Cable 1.5M SMA to SMA(RA) | [5 empty] | TP 第四路無合適長度需拼湊_外部中繼SMA* to 隔離箱介面*1 | 3000 | 1 | 3000 |  |  |  | 2.377% |  |  |  | https://www.ruten.com.tw/item/show?22420563478340 | 紫色 | 2307-RF Cable 紫色 18G SMA(M)-SMA(M)R/A 150cm
沿用舊品 |  |  | M581.2582.A.A14..RF Cable 1M SMA to SMA 藍色 | [5 empty] | TP 隔離箱介面 to 衰減器*3 | 3 | 3 | 1 |  |  |  | 0.002377% |  |  |  |  | 全球線藍色
第四路拼湊 庫存品,需領料 | 2 |  | M581.2582.A.A15..RF Cable 1 M SMA to SMA 藍色 | [5 empty] | TP 可程衰減器 to 夾層介面*1 | 1 | 1 | 1 |  |  |  | 0.0007922% |  |  |  | https://www.ruten.com.tw/item/show?22420563773180 https://www.ruten.com.tw/item/show?22416314374748 | 全球線藍色 | 2204-RF Cable 藍色 18G SMA(M)-SMA(M) 100cm Y 2205- SMA(M)-SMA(F) 100cm (B122-047)
沿用舊品 |  |  | M581.2582.A.A16..RF Cable 1M SMA to SMA 紫色 | [5 empty] | TP 前三路 夾層介面 to AP分享器 *3 | 3 | 3 | 1 |  |  |  | 0.002377% |  |  |  |  | 紫色
第四路拼湊 庫存品,需領料 | 2 |  | M581.2582.A.A17..RF Cable 1.5M SMA to SMA(RA) 藍色 | [5 empty] | TP 第四路 夾層介面 to AP分享器 *1 | 1 | 1 | 1 |  |  |  | 0.0007922% |  |  |  | https://www.ruten.com.tw/item/show?22420563773180 | 全球線藍色 | 2202-RF Cable 藍色 18G SMA(M)-SMA(M) 50cm
庫存品,需領料 | 2 |  | M581.2582.A.A14..SMA轉接頭 | [5 empty] | SMA(F) to SMA(F) 被動2顆, TP4顆 共6顆 | 882 | 6 | 147 |  |  |  | 0.6987% |  |  |  | https://atenlab88.sharepoint.com/:f:/s/B/IgAm7eQr0ikkTKkoDZDPxiBlAZCxWIXyvg1Vv9gbG7rKS5k?e=0d6Aew https://atenlab88.sharepoint.com/:f:/s/B/Ek3aoxqjIhxMrvmGV5M04mMBalXSmDsASsIcpa9ZMUMS0w?e=2kmIjg |  | M123.A2A25B9191 或用鎖板接頭取代 M123.A2A25A9191
| 1 |  | M581.2582.A.S01..天線固定板 | [5 empty] | 150x90 SUS304 3t | 300 | 1 | 300 |  |  |  | 0.2377%
| 1 |  | M581.2582.A.C01..小天線前板 | [5 empty] | 500x66mm 黑色電木10t | 1600 | 2 | 800 |  |  |  | 1.267%
| 1 |  | M581.2582.A.C02..上下夾板 | [5 empty] | 250x58mm 黑色電木 8t | 2000 | 4 | 500 |  |  |  | 1.584%
| 1 |  | M581.2582.A.C03..後固定板 | [5 empty] | 150x48mm 黑色電木 8t | 2000 | 2 | 1000 |  |  |  | 1.584%
| 1 |  | M581.2582.A.C04..天線調整片 | [5 empty] | 150x60mm 黑色電木 8t | 4000 | 4 | 1000 |  |  |  | 3.169%
| 1 |  | M581.2582.A.C05..天線鎖版 | [5 empty] | 76x37.23mm 黑色電木 8t | 1200 | 4 | 300 |  |  |  | 0.9506%
研發設計確認 | 1 |  | M581.2582.A.M01..喇叭天線治具 | [6 empty] | 300 | 1 | 300 |  |  |  | 0.2377%
研發設計確認 | 1 |  | M581.2582.A.M02..對數天線治具 | [6 empty] | 1000 | 1 | 1000 |  |  |  | 0.7922%
研發設計確認 | 1 |  | M581.2582.A.M01..喇叭天線治具 | [6 empty] | 300 | 1 | 300 |  |  |  | 0.2377%
庫存 | 3 |  | M581.2582.A.X01..M5PEEK | [5 empty] | M5xL16 PEEK | 40 | 8 | 5 |  |  |  | 0.03169%
庫存 | 3 |  | M581.2582.A.X02..M4PEEK | [5 empty] | M4xL16 PEEK | 80 | 16 | 5 |  |  |  | 0.06337%
| 2 |  | M581.2582.A.X03..M3PEEK | [5 empty] | M3xL8 PEEK | 40 | 8 | 5 |  |  |  | 0.03169%
預0114組裝 | 2 |  | M582.2519..4路衰減切換器 | [6 empty] | 5850 | 1 |  |  |  |  | 2.925%
預0114組裝 | 2 | 1 | M582.2519.A..衰減器 | [6 empty] | 5850 | 1 | 5850 | 0 |  |  | 100%
已領料待組裝 | 3 |  | M582.2519.A.F71..衰減器元件 | [5 empty] | 鑫研通客供料 | 4 | 4 | 1 |  |  |  | 0.06838%
期0112自取不需要焊接 | 2 |  | M582.2519.A.S01..底板 | [5 empty] | 510x270x50mm, SUS304 1t | 1000 | 1 | 1000 |  |  |  | 17.09%
期0112自取不需要焊接 | 2 |  | M582.2519.A.S02..衰減器架 | [5 empty] | 170x30x30mm, SUS304 1t | 800 | 8 | 100 |  |  |  | 13.68%
期0112自取不需要焊接 | 2 |  | M582.2519.A.S03..控制卡固定架 | [5 empty] | 348x60x130mm, SUS304 1t | 500 | 1 | 500 |  |  |  | 8.547%
已領料待組裝 | 3 |  | M581.2519.A.E01..24V電源供應器 | [6 empty] | 500 | 1 | 500 |  |  |  | 8.547% |  |  |  | https://atenlab88.sharepoint.com/:f:/s/B/EpM8XdvY9TVPgA98j99pNLIB0ex9IiIvAyhptEGxjPRvGA?e=rMC4LP |  | M182.RD85B
已領料待組裝 | 3 |  | M581.2519.A.E02..RS485-IO控制卡 | [6 empty] | 1700 | 1 | 1700 |  |  |  | 29.06% |  |  |  | https://atenlab88.sharepoint.com/:f:/s/B/IgCUZ5pQBkjeQok-COvgDEROAQ3efP3HFyTULQOwQg4oAPY?e=D6rMIR |  | M183.KMCZEI64O64
到貨入庫中 | 3 |  | M581.2519.A.E03..USB轉RS485-帶線 | [6 empty] | 800 | 1 | 800 |  |  |  | 13.68% |  |  |  | https://atenlab88.sharepoint.com/:f:/s/B/IgCXNsJUeapXSozPQVoTfDPJAee-Eq_RG5ZipaLf2txbEQo?e=p5a3a6 |  | M212.USB422485FT
已領料待組裝 | 3 |  | M581.2519.A.E04..AC電源濾波器 | [6 empty] | 430 | 1 | 430 |  |  |  | 7.35% |  |  |  | https://atenlab88.sharepoint.com/:f:/s/B/EgSGqR1ylN1DszGvWl9XahsB9noEwi6xYQApMIqqR21FHg?e=bo2PbE |  | M228.06AE2
已領料待組裝 | 3 | 14 | M582.2519.A.E05..DB-9接頭鎖版型(F) | [6 empty] | 70 | 1 | 70 |  |  |  | 1.197% |  |  |  | https://atenlab88.sharepoint.com/:f:/s/B/EjDC2E5-sGVAql2oQJOpQusBastVA1mlkaLqlK4dWlmSsw?e=gQspUB |  | M216.N10247
庫存待開製令領 | 3 |  | M581.2519.A.D01..保險絲-3A | [6 empty] | 10 | 2 | 5 |  |  |  | 0.1709% |  |  |  | https://atenlab88.sharepoint.com/:f:/s/B/Em88Ghu9SsNComGQxDl2MvIBuct6B7sjNj8pgdIv3zYT7Q?e=gL2ajk |  | M229.S3215
1229到貨給Robert | 3 |  | M581.2519.A.X01..M3xL3大扁頭 | [5 empty] | S02x16, E04x2, S03x4+8 | 30 | 30 | 1 |  |  |  | 0.5128%
1229到貨給Robert | 3 |  | M581.2519.A.X02..1/8-自攻螺絲 | [5 empty] | 4-40UNC 長度5/16 | 6 | 6 | 1 |  |  |  | 0.1026%
| 5 | 4 | A17..M Class | [6 empty] | 8582 | 1 | Patrick | 627040 | 618458 | 98.63% | 98.63% | [8 empty] | 1
需加工修改轉接座安裝干涉問題 | 1 |  | M587.2538..重載DUT治具 | [5 empty] | EUT 目前Server最重8kg | 5305 | 1 |  |  |  |  | 61.82%
| 2 | 1 | M583.2538.A..DUT治具 | [6 empty] | 5305 | 1 | 5305 | 0 |  |  | 100%
預0111補寄出 | 1 |  | M587.2538.A.C01..Phi轉接座 | [5 empty] | D200xd24x60mm 黑色電木 | 2077 | 1 | 2077 |  |  |  | 39.15%
|  |  | M587.2538.A.C02..底板 | [5 empty] | 650x650mm 黑色電木 12t | 1127 | 1 | 1127 |  |  |  | 21.24%
|  |  | M587.2538.A.C03..短滑板 | [5 empty] | 270x35mm 黑色電木10t | 234 | 2 | 117 |  |  |  | 4.411%
|  |  | M587.2538.A.C04..短DUT底板 | [5 empty] | 270x35mm 黑色電木10t | 234 | 2 | 117 |  |  |  | 4.411%
|  |  | M587.2538.A.C05..短DUT擋板 | [5 empty] | 270x50mm 黑色電木12t | 234 | 2 | 117 |  |  |  | 4.411%
|  |  | M587.2538.A.C06..長滑板 | [5 empty] | 300x35mm 黑色電木10t | 234 | 2 | 117 |  |  |  | 4.411%
|  |  | M587.2538.A.C07..長DUT底板 | [5 empty] | 270x35mm 黑色電木10t | 234 | 2 | 117 |  |  |  | 4.411%
補件 確認狀態中 | 1 |  | M587.2538.A.C08..長DUT擋板 | [5 empty] | 270x35mm 黑色電木10t | 234 | 2 | 117 |  |  |  | 4.411%
|  |  | M587.2538.A.C09..底座夾板 | [5 empty] | 250x185mm 黑色POM 12t | 367 | 1 | 367 |  |  |  | 6.918%
|  |  | M583.2538.A.X01..M8xL25 | [5 empty] | 有頭M8xp1.25 長25m PEEK | 160 | 20 | 8 |  |  |  | 3.016%
|  |  | M583.2538.A.X02..M8XL40 | [5 empty] | 有頭M8xp1.25 長40m PEEK | 80 | 10 | 8 |  |  |  | 1.508%
|  |  | M583.2538.A.X03..M6xL16 | [5 empty] | 有頭M6xp1 長16m PEEK | 90 | 15 | 6 |  |  |  | 1.697%
|  |  | M587.2527.W..文件與圖 | [7 empty] | 1
|  |  | M587.2538.WA | [7 empty] | 1
12/15 |  |  | M587.2538.WAC1 | [7 empty] | 1
| 2 |  | M581.2583..系統保固料_微星 | [6 empty] | 3277 | 1 |  |  |  |  | 38.18%
| 2 | 1 | M581.2583.A..外購料 | [6 empty] | 3277 | 1 |  |  |  |  | 100%
預製令發單1/5 期到1/15 | 2 | 1 | M581.2583.A.A01..RF Cable 80cm | [5 empty] | 80cm with core | 2207 | 1 | 2207 | 0 |  |  | 67.35% |  |  |  | https://atenlab88.sharepoint.com/:f:/s/B/IgAYIkwKTivbR4YAn2cqgmDHAQbq-8726nHDFlinUkCyx9w?e=Xayhnq |  | M558.C223.80
到貨 | 3 | 1 | M581.2583.A.M01..高密度保麗龍50k | [5 empty] | 30x40cm 厚度1cm | 1070 | 10 | 107 | 0 |  |  | 32.65%
| 5 | 10 | A19..Others | [6 empty] | 4994681.3 | 1 | Sean / Patrick | 9000000 | 4005318.7 | 44.5% | 44.5% | [8 empty] | 1
已驗收 搭配新天線訂單於R2三個月後進行教育訓練雷達 | 2 | 1 | M581.2515..M3(客戶自備殼體) | [5 empty] | 客戶暗室內部空間:3618(長-正面) x 3685(寬-側面) x 3466(高)mm 製令單號:511-250618 (M581.2515.A..天線環 全環尚未加入) | 1781668.3 | 1 |  |  |  |  | 35.67%
|  | 1 | M581.2515.A..天線環 全環 | [5 empty] | 全環與半環成本差約40萬元 尚未加入製令 | 1427114.3 | 1 | 1427114.3 | 0 |  |  | 80.1%
|  | 1 | M581.2515.A.C01..60前後板 | [5 empty] | 走道料120x310mm 10t 黑色電木 | 6564 | 12 | 547 |  |  |  | 0.4599%
|  | 1 | M581.2515.A.C02..左右板 | [5 empty] | 走道料580x310mm 10t 黑色電木 | 3976 | 8 | 497 |  |  |  | 0.2786%
|  | 1 | M581.2515.A.C03..60上蓋板 | [5 empty] | 走道料605x605mm 15t 黑色電木 | 10776 | 8 | 1347 |  |  |  | 0.7551%
|  | 1 | M581.2515.A.C04..90左右板 | [5 empty] | 走道料305x385mm 10t 黑色電木 | 1988 | 4 | 497 |  |  |  | 0.1393%
|  | 1 | M581.2515.A.C05..90上蓋板 | [5 empty] | 走道料625x325mm 15t 黑色電木 | 1894 | 2 | 947 |  |  |  | 0.1327%
|  | 1 | M581.2515.A.C06..中間肋板 | [5 empty] | 走道料605x70mm 15t 黑色電木 | 2382 | 6 | 397 |  |  |  | 0.1669%
分離式SP6T到SPDT中繼過長多了4米 150cm比較剛好 |  | 1 | M581.2515.A.A01..高頻線材SS(MM)550cm | [6 empty] | 78084 | 12 | 6507 |  |  |  | 5.471% |  |  |  |  | 分離式SP6T到SPDT中繼×8 SPDT中繼到天線切換器*×4 | M558.A223.550
|  | 2 | M581.2515.A.A02..高頻線材SS(MM)250cm | [6 empty] | 201936 | 48 | 4207 |  |  |  | 14.15% |  |  |  | ERP https://atenlab88.sharepoint.com/:f:/s/B/EmjNU6sRgKNOr8nClultGyEBC5wQtyvz0slGUkGixTmxNw?e=2NNaxW | 天線到分離式SP6T*48 | M558.A223.250
|  | 3 | M581.2515.A.A03..韋瓦第天線 0.7-13Ghz | [6 empty] | 82800 | 23 | 3600 |  |  |  | 5.802%
現場剩8片 |  | 4 | M581.2515.A.A04..吸波材料-30P | [5 empty] | 暗室使用148(含吸波走道用6片), 備用7個，共計160片 | 291200 | 160 | 1820 |  |  |  | 20.4% |  |  |  | ERP https://atenlab88.sharepoint.com/:f:/s/B/EifXFi42GAFHl-go5MaGdc8Bd_GuhqTUXkLkbWwL0qBpAw?e=RYM1Ae |  | M552.U203
現場剩14片 |  | 5 | M581.2515.A.A05..吸波材料-6P | [5 empty] | 牆壁104片，環25片(12片)，備用11，共計140片 | 35000 | 140 | 250 |  |  |  | 2.453% |  |  |  | ERP https://atenlab88.sharepoint.com/:f:/s/B/Eh4lWJCdch5Gn0O9CrGM7o8BSQE36AW76bf8D8Fo55KIbw?e=FzAa5q |  | M552.U204
|  | 6 | M581.2515.A.A06..吸波材料-3B | [5 empty] | 牆壁49片，環91片+額外25片, 備用15片，共計180片 | 39600 | 180 | 220 |  |  |  | 2.775% |  |  |  | ERP https://atenlab88.sharepoint.com/:f:/s/B/EuZ0mqb4yUFDm8t0Xtd9p0cBD1mO14rDBN2dLDmZFUyK-A?e=k2mmtt |  | M552.U102
|  | 10 | M581.2515.A.A09..RF Switch SPDT LATCHING 28Vdc | [5 empty] | 需要48個I/O | 48042 | 6 | 8007 |  |  |  | 25.01% |  |  |  | ERP https://atenlab88.sharepoint.com/:f:/s/B/ElGXn6TofyxAqgu9M3rc04QBfq5vra_uYnjhB9HNevNn4w?e=00yJO3 | 半環SP6T的H與V 中繼器x2 全環2x2=4 左右環天線切換器x2 | M132.R570433000
|  | 11 | M581.2515.A.A10..RF Switch SP6T 28Vdc | [5 empty] | 部分並聯,需要4個I/O [ 48(H+V) - 6T x 2 x 4 - 2T x2 x2 ]-天線還 [4 line - 2T x 2 - H & V]-Switching box | 440856 | 8 | 55107 |  |  |  | 229.5% |  |  |  | ERP https://atenlab88.sharepoint.com/:f:/s/B/EqsJxDzL8_NCo8sDE4HqwVEB6Z_sX0zvBKytPC5MSqN6_w?e=mKnsdN | 0-75 (H/V)*2 90-165 (H/V)*2 195-270(H/V)*2 285-345(H/V)*2 | M132.R574G03600
|  | 1 | M581.2515.A.B01..M587.2552-M clase校驗治具_DSPR | [5 empty] | M587.2552-M clase校驗治具_DSPR | 18557.3 | 1 | 18557.3 |  |  |  | 34.32%
墊高4cm |  | 13 | M581.2515.A.B02..M587.2528..2D轉桌 | [5 empty] | -Diameter : 0.2m -Max. loading: 30 Kg -Max. speed: 3 RPM -Resolution: 0.1° -Accuracy: ±0.5° -Power consumption: 200W | 61534 | 1 | 61534 |  |  |  | 4.312%
墊高3.5cm |  | 14 | M581.2515.A.S01..Top bracket | [5 empty] | 196x195x150mm, SGCC 2t, 4 lines welding, black painting, Tap M8 | 537 | 1 | 537 | 0 |  |  | 0.03763%
墊高1cm |  | 15 | M581.2515.A.S02..Sild wall bracket | [5 empty] | 495.47x205x95mm, SGCC 2t, 4 lines welding, black painting, Tap M3/M8 | 3468 | 4 | 867 | 0 |  |  | 0.243%
要修改,這片用不到 | 4 | 16 | M581.2515.A.S03..Ground wall bracket | [5 empty] | 356x300x150mm, SGCC 2t, 4 lines welding, black painting, Tap M6 | 927 | 1 | 927 | 0 |  |  | 0.06496%
要修改,這片用不到 | 4 | 17 | M581.2515.A.S04..Ant. bracket fixed | [5 empty] | 200x345x73.92mm, SGCC 2t, 4 lines welding, black painting | 827 | 1 | 827 | 0 |  |  | 0.05795%
內用 7/29送焊 7/31送烤 預計8/5完成 | 4 | 18 | M581.2515.A.S05..Ant. bracket | [5 empty] | 394x200x151.74mm, SGCC 1t, 9 lines welding, black painting, Tap M3/M8 | 3531 | 3 | 1177 | 0 |  |  | 0.2474%
接完線以後太突出 |  | 19 | M581.2515.A.S06..Switch bracket | [6 empty] | 2948 | 4 | 737 | 0 |  |  | 0.2066%
用不到 | 4 | 20 | M581.2515.A.S13..Ground wall bracketV2 | [5 empty] | 356x300x150mm, SGCC 2t, 4 lines welding, black painting, Tap M6 | 300 | 1 | 300 | 0 |  |  | 0.02102%
365度位置干涉 多墊1cm高度 |  | 21 | M581.2515.A.S14..Ant. bracket fixedV2 | [5 empty] | 200x345x73.92mm, SGCC 2t, 4 lines welding, black painting | 1454 | 2 | 727 | 0 |  |  | 0.1019%
|  | 22 | M581.2515.A.S15..Ant. bracketV2 | [5 empty] | 394x200x151.74mm, SGCC 1t, 9 lines welding, black painting, Tap M3/M8 | 27071 | 23 | 1177 | 0 |  |  | 1.897%
焊接使用 已拆 | 4 | 23 | M581.2515.A.S19..Welding fixtures for ant. bracket | [5 empty] | 130x39x40mm, SGCC 1t, M4攻牙 | 1848 | 24 | 77 | 0 |  |  | 0.1295%
內用 預0725送銲 期0730烤漆完 | 4 | 24 | M581.2515.A.S21..Top bracket | [5 empty] | 196x295x150mm, SGCC 2t, 4 lines welding, black painting, Tap M8 | 577 | 1 | 577 | 0 |  |  | 0.04043%
| 4 | 25 | M581.2515.A.S22..Sild wall bracket | [5 empty] | 495.47x200x495mm, SGCC 2t, 4 lines welding, black painting, Tap M3/M8 | 3214 | 2 | 1607 | 0 |  |  | 0.2252%
|  | 25 | M581.2515.A.S23..吸波材切割治具 | [5 empty] | 350x310x25 SGCC 1t | 507 | 1 | 507 | 0 |  |  | 0.03553%
|  | 25 | M581.2515.A.S24..上天線架增高固定-add | [5 empty] | 50x35x50mm, SUS304 2t | 234 | 2 | 117 | 0 |  |  | 0.0164%
|  | 25 | M581.2515.A.S25..校驗治具-add | [5 empty] | 250x50x50mm, SUS304 2t, | 294 | 2 | 147 | 0 |  |  | 0.0206%
|  | 25 | M581.2515.A.S26..天線校驗固定治具-add | [5 empty] | 110x75x170mm, SUS304 2t, | 247 | 1 | 247 | 0 |  |  | 0.01731%
|  | 25 | M581.2515.A.S27..1對2切換器架-add | [5 empty] | 110x75x170mm, SUS304 2t, | 234 | 2 | 117 | 0 |  |  | 0.0164%
需要立起來高度才對(20往下) |  | 25 | M581.2515.A.U01..轉桌墊高20x40-add | [5 empty] | 40x20xL500mm, A2040-4, 含M5 方形螺帽20組 | 882 | 6 | 147 | 0 |  |  | 0.0618%
連接塊給的規格錯誤，只能鎖在40的面 |  | 25 | M581.2515.A.U50..L連接塊-add | [5 empty] | 20x20, 連結塊, 自攻螺絲 | 360 | 12 | 30 | 0 |  |  | 0.02523%
|  | 27 | M581.2515.A.M01..網路線 雙屏蔽 7米 | [5 empty] | https://detail.tmall.com/item.htm?detail_redpacket_pop=true&id=815988859820&ltk2=1750310837147b7a1tb1h58nua8lsxesffl&ns=1&priceTId=2100c80a17503108193125020e09f0&query=rj45%20%E7%B7%9A&skuId=5682211562972&spm=a21n57.1.hoverItem.1&utparam=%7B%22aplus_abtest%22%3A%22629dd6eb0d19f97b65974b292cfb16ef%22%7D&xxc=ad_ztc | 948 | 4 | 237 | 0 |  |  | 0.06643% |  |  |  |  | SwitchingBpx拉到最遠的SP6T中繼
|  | 28 | M581.2515.A.M02..網路線 雙屏蔽 5米 | [5 empty] | https://detail.tmall.com/item.htm?detail_redpacket_pop=true&id=815988859820&ltk2=1750310837147b7a1tb1h58nua8lsxesffl&ns=1&priceTId=2100c80a17503108193125020e09f0&query=rj45%20%E7%B7%9A&skuId=5682211562964&spm=a21n57.1.hoverItem.1&utparam=%7B%22aplus_abtest%22%3A%22629dd6eb0d19f97b65974b292cfb16ef%22%7D&xxc=ad_ztc | 668 | 4 | 167 | 0 |  |  | 0.04681% |  |  |  |  | SwitchingBpx拉到SPDT中繼
|  | 29 | M581.2515.A.M03..網路線 雙屏蔽 3米 | [5 empty] | https://detail.tmall.com/item.htm?detail_redpacket_pop=true&id=815988859820&ltk2=1750310837147b7a1tb1h58nua8lsxesffl&ns=1&priceTId=2100c80a17503108193125020e09f0&query=rj45%20%E7%B7%9A&skuId=5682211562960&spm=a21n57.1.hoverItem.1&utparam=%7B%22aplus_abtest%22%3A%22629dd6eb0d19f97b65974b292cfb16ef%22%7D&xxc=ad_ztc | 508 | 4 | 127 | 0 |  |  | 0.0356% |  |  |  |  | SwitchingBpx拉到最近的SP6T中繼
|  | 30 | M581.2515.A.M04..自帶備膠魔鬼氈-毛面 M251.L105 | [5 empty] | 寬度10.2cm 黏吸波材面 30P(牆面)=140片 ,【每片2M 共計280米】 6P+3B=共計350片, 【每片0.3米,共計105米】 總計 385米 每捲22.5米，共計17捲 | 11679 | 17 | 687 | 0 |  |  | 0.8184% |  |  |  | ERP https://atenlab88.sharepoint.com/:f:/s/B/EqZvzEZvhlNEvDBXMkVK_yQBTTfvKSGfuLEt5ui_Dq0yDg?e=kemXwG | 每捲22.5米 原價$1030/捲 滿2千打9折 滿3千打85折 滿5千打8折 | M251.L105
|  | 31 | M581.2515.A.M05..自帶備膠魔鬼氈-勾面 M251.L104 | [5 empty] | 寬度10.2cm 黏牆壁面 30P(牆面)=140片 ,【每片2M 共計280米】 6P+3B=共計350片, 【每片0.3米,共計105米】 總計 385米 每捲22.5米，共計17捲 | 11679 | 17 | 687 | 0 |  |  | 0.8184% |  |  |  | ERP https://atenlab88.sharepoint.com/:f:/s/B/EiK-TUClvrRLqqhRjwwgfsYBWcZUgu0_gWPKxnnhernMLw?e=XtlI9u | 每捲22.5米 原價$1030/捲 滿2千打9折 滿3千打85折 滿5千打8折 | M251.L104
裝2個,一條水平與一條Y軸垂直 環上X軸垂直無法安裝 |  |  | M581.2515.A.M06..一字雷射（含底座） | [6 empty] | 534 | 2 | 267 |  |  |  | 0.03742%
|  |  | M581.2515.A.D02..DC延長線 10米 | [6 empty] | 471 | 3 | 157 |  |  |  | 0.033%
|  |  | M581.2515.A.D03..DC一拖三電源線(一母轉三公)5.5x2.5 30cm | [6 empty] | 27 | 1 | 27 |  |  |  | 0.001892%
|  | 32 | M582.2515.A.D01..RJ-45母座帶耳朵轉8P接線端子 | [6 empty] | 1140 | 20 | 57 |  |  |  | 0.07988% |  |  |  | 淘寶 https://detail.tmall.com/item.htm?from=cart&id=708316538430&pisk=geftDgxpGkqgvqC9-NynmlEiYva3xJbZpG7SinxihMIdPM8Dio7XlIICmP-GllSAMHs47ExD1ndAka9fmnbi79SlPffgQIcv_IRbquVuZd7wgItU8mvqbBTklSc6hjOwOD1oJnNuZN7KSFalR7fcMWM6SxGfcd9IAFxB5FtXGydBoUdj1KGsdDteAIT6cKMBRFY6lEG1cD_B7E8shFtsReTXlItfcIadRH8vGnG7GVKm5nhAEuyjr-EyTjGf9FpQENtIYK1BWetR51hjGq89B3_6vuB65TJCuKCqujpA5TS2PGi_Dn5dR165VkDMfTLArtQ_1XOG_N6Wh_ZqhNR9XB11eqGfJCKMes9sXkK5_w1yOpV7yw1FjN5doqNX-gxC71OYNzR91hOp8sqE1nBCh1vwgcZv06QC1tIzN_f-Wfok2ED_JyHq3dTFdrsHtjSUvBTpqyDn3xJH8eKuJyHq3dTeJ343txk2Ke5..&skuId=5142816362366&spm=a1z0d.6639537%2F202410.item.d708316538430.3d385886aNUdWd | 拉控制線到外接式SP6T和SPDT用的 Box上12個, 每個外接座一個,共12個
|  |  | M581.2515.A.J01...焊接費 | [6 empty] | 12007 | 1 | 12007 |  |  |  | #UNPARSEABLE
|  |  | M581.2515.A.J02...烤漆費 | [6 empty] | 6617 | 1 | 6617 |  |  |  | #UNPARSEABLE
|  | 33 | M582.2515.A.X01..皿頭十字螺絲 #8x1/2" | [5 empty] | 螺絲 8(頂部支架), 16(兩側支架), 1540(魔鬼氈勾面-對牆壁鎖) 抓整數1600 | 1600 | 1600 | 1 |  |  |  | #UNPARSEABLE |  |  |  |  | 1564
|  | 34 | M582.2515.A.X02..木螺絲(黑)4mm x L25 | [5 empty] | 螺絲 1260(魔鬼毛面-對30P吸波材) 備用抓整數1500 | 1500 | 1500 | 1 |  |  |  | #UNPARSEABLE |  |  |  |  | 1260
|  | 35 | M582.2515.A.X03..木螺絲(黑)4mm x L19 | [5 empty] | 螺絲 1050(魔鬼毛面-對6P&3B吸波材) 備用抓整數1100 | 1100 | 1100 | 1 |  |  |  | #UNPARSEABLE |  |  |  |  | 1050
|  | 36 | M582.2515.A.X04..M8x10 | [5 empty] | 螺絲 2(天線環支架> 頂部支架), 12(天線環支架> 兩側支架) | 14 | 14 | 1 |  |  |  | #UNPARSEABLE |  |  |  |  | 14
|  | 37 | M582.2515.A.X05..M8x16 | [5 empty] | 螺絲, 螺帽 96(天線環支架彼此對鎖) | 96 | 96 | 1 |  |  |  | #UNPARSEABLE |  |  |  |  | 96
|  | 38 | M582.2515.A.X06..M3x8 | [5 empty] | 螺絲 92(韋瓦第天線>天線支架), 92(維瓦第殼安裝), 48(1對6切換器安裝) | 184 | 184 | 1 |  |  |  | #UNPARSEABLE |  |  |  |  | 184
|  | 39 | M582.2515.A.X07..M2x20 | [5 empty] | 螺絲 , 螺帽 12(1對2切換器安裝) | 12 | 12 | 1 |  |  |  | #UNPARSEABLE |  |  |  |  | 12
斷裂4個,欠缺 需再準備 | 2 | 40 | M582.2515.A.X08..PEEK螺絲 M5xL20 | [5 empty] | 螺絲 154(吸波走道螺絲) | 1617 | 154 | 10.5 |  |  |  | #UNPARSEABLE |  |  |  |  | 12
|  | 41 | M582.2515.A.X09..M6x8 | [5 empty] | 螺絲 16(S06..Switch bracket>天線支架) | 12 | 12 | 1 |  |  |  | #UNPARSEABLE |  |  |  |  | 12
現場買 |  | 42 | M582.2515.A.X10..大扁頭自攻螺絲(4mm x L12mm) | [5 empty] | 螺絲 32(頂部支架/兩側支架/轉台> 牆面對鎖) | 32 | 32 | 1 |  |  |  | #UNPARSEABLE |  |  |  |  | 12
沒有跟著寄出 | 4 | 42 | M582.2515.A.X11..M10圖源螺帽 | [5 empty] | 墊高 | 20 | 20 | 1 |  |  |  | #UNPARSEABLE |  |  |  |  | 12
|  | 2 | M581.2515.B..RF 系統 | [5 empty] | 製令單號:511-250618 | 287349 | 1 | 287349 |  |  |  | 16.13%
先不給 | 5 | 1 | M581.2515.B.S01..AP盤(重新製作) | [6 empty] | 3000 | 1 | 3000
|  | 1 | M581.2515.B.B01..M582.2512..M3 主被動路經切換器 | [6 empty] | 192077 | 1 | 192077
|  | 2 | M581.2515.B.A02..高頻旋轉接頭SMA 18GHz | [6 empty] | 2507 | 1 | 2507 |  |  |  | #UNPARSEABLE |  |  |  | https://atenlab88.sharepoint.com/:f:/s/B/ErASqWuBD9JMh9yUUJPuDyMBNbDkTgrDrEtCPgWlIChxOg?e=Og8kNX |  | M557.A221
|  | 3 | M581.2515.A.A01..高頻線材SS(MM)550cm | [5 empty] | 內AP to WIFI/4G Link*2 內Passive轉桌到AP*1 內Horn (H/V) to AP*2 | 32535 | 5 | 6507 |  |  |  | #UNPARSEABLE |  |  |  | https://atenlab88.sharepoint.com/:f:/s/B/EuW3OdBDr-tPrRa4ZJTIASUBqQprOACD0GlII3A3hNd4iw?e=PGBRcR |  | M558.A223.550
|  | 4 | M581.2515.B.A05..高頻線材SS(MM)250cm | [5 empty] | 外Passive AP to 網儀Port 1 *1 外AP to Sw(Link Port) * 1 外 AP to SW(H/V)*2 SW to 5GNR 綜測儀*2 4G×1 | 29449 | 7 | 4207 |  |  |  | #UNPARSEABLE |  |  |  | https://atenlab88.sharepoint.com/:f:/s/B/EmjNU6sRgKNOr8nClultGyEBC5wQtyvz0slGUkGixTmxNw?e=2NNaxW |  | M558.A223.250
|  | 5 | M581.2515.B.A04..高頻線材SS(MM)150cm | [5 empty] | SW(LNA) to 網儀Port 2 *1 Sw to to 總測儀 * 2 SW to WiFi 綜測儀*2 4G*2 | 21749 | 7 | 3107 |  |  |  | #UNPARSEABLE |  |  |  | https://atenlab88.sharepoint.com/:f:/s/B/EkTHnnRJky9LsHlJrYc_aPkBo9osCDui-AJ9HEFEJ8XUNw?e=LYVuqt |  | M558.A223.150
|  | 6 | M581.2515.B.A06..高頻線材SS(MM)core300cm | [5 empty] | Passive 轉桌Theta | 3500 | 1 | 3500 |  |  |  | #UNPARSEABLE |  |  |  | https://atenlab88.sharepoint.com/:f:/s/B/Eul5qQ096oZChNb4PS7DF4ABrx7gHv91F54NFPGSq7Xywg?e=ZHXdZl |  | M558.C223.300
未使用 | 4 | 7 | M581.2515.B.A08..90度轉接頭 | [5 empty] | 接Vivaldi 0度與90度與270度備用 | 642 | 6 | 107 |  |  |  | #UNPARSEABLE |  |  |  | https://atenlab88.sharepoint.com/:f:/s/B/Eibt5CvSKSRMqSgNkM_GIGUBkLFYhfK-DVW_2BsbuspLmQ?e=h2sAjW |  | M123.JA2012025L0CFD
|  | 8 | M581.2515.B.A09..N-SMA 轉接頭 | [5 empty] | Base 2 * 2 =4 VNA * 2 | 642 | 6 | 107 |  |  |  | #UNPARSEABLE |  |  |  | https://atenlab88.sharepoint.com/:f:/s/B/EuZ2K8b-IRhFpQp2AwAt66QBDDA-PGEmJImLTC6whMFUzA?e=RgJlku |  | M123.AD-N1A25A133-93
|  | 1 | M581.2515.B.A10..通訊天線 | [5 empty] | 4G*1 , BT/WIFI*1 | 1154 | 2 | 577 |  |  |  | #UNPARSEABLE |  |  |  | https://atenlab88.sharepoint.com/:f:/s/B/EttnCqkv8_ZCt8lgfK67nBoB0aR9PJlVe-GzupNWZT3ipw?e=p2oxJ6 |  | M566.P301.01
|  | 1 | M581.2515.B.A11..PCB插孔接頭S(F)/PCB MOUNT JACK | [6 empty] | 94 | 2 | 47 |  |  |  | #UNPARSEABLE |  |  |  | https://atenlab88.sharepoint.com/:f:/s/B/EjncQqm6J2pIlW0I4YFrqDEB4R8PcpohdBMeAPeS0bUi7g?e=FqVDad |  | M557.M294
|  | 3 | M581.2515.C..控制系統 | [5 empty] | 製令單號:511-250618 | 54070 | 1 | 54070 |  |  |  | 3.035% |  |  |  |  | -CPU: Intel Core i5 -OS: Windows 10 Enterprise 64 bit -Hard Drive:1TB HDD -RAM:16GB DDR4 -Microsoft Excel -24" Monitor -Mouse + keyboard -GPIB card
|  | 1 | M581.2515.C.M01..工業電腦 | [6 empty] | 34000 | 1 | 34000 |  |  |  | 62.88% | [5 empty] | M183.ACP4000MB.25129 |  |  | https://atenlab88.sharepoint.com/:f:/s/B/EnA93YPM_nFIj2Ktc7O9gg4B8gO0qRMLh76aa4aXxpVD9w?e=r7QiAb
|  | 1 | M581.2515.C.M02..Excel | [6 empty] | 4200 | 1 | 4200 |  |  |  | 7.768% | [5 empty] | M155.Excel19 |  |  | https://atenlab88.sharepoint.com/:f:/s/B/Elf8qSSvosRHtzLjTBPLoOABLCewwGRViRkXChfCaGusvA?e=0Et7pM
|  | 1 | M581.2515.C.M03..無線鍵盤滑鼠 | [6 empty] | 570 | 1 | 570 |  |  |  | 1.054% | [5 empty] | M183.MK220 |  |  | https://atenlab88.sharepoint.com/:f:/s/B/El7wXE16g3tNnq5rYarCI8wBj5STnWUOjlxJo2Ws6XICxg?e=nTdG6k
|  | 1 | M581.2515.C.M04..螢幕 24吋 HDMI | [6 empty] | 3300 | 1 | 3300 |  |  |  | 6.103% | [5 empty] | M183.Screen24 |  |  | https://atenlab88.sharepoint.com/:f:/s/B/Eh6mPflV1uBDsb2ue5rEkCMBqwAlcQIWCmRzzjL_1I0s0A?e=MlPKmP
客戶儀器都走網路Port |  | 1 | M581.2515.C.M05..儀器​控制​介面卡GPIB | [6 empty] | 12000 | 1 | 12000 |  |  |  | 22.19% |  |  |  |  | 入庫要先確認功能 | M182.GPIBUSBHS |  |  | https://atenlab88.sharepoint.com/:f:/s/B/EnnN5tKtm29EohTZdZthd60BEmoLyEhDdp1lhtsyCPKu8g?e=e9OIVH
缺透明墊 | 2 | 3 | M581.2515.D..吸波走道追加 | [5 empty] | 製令單號:511-250618 | 13135 | 1 | 13135 |  |  |  | 0.7372% |  |  |  |  | -CPU: Intel Core i5 -OS: Windows 10 Enterprise 64 bit -Hard Drive:1TB HDD -RAM:16GB DDR4 -Microsoft Excel -24" Monitor -Mouse + keyboard -GPIB card
|  | 1 | M581.2515.D.F01..大走道 | [5 empty] | 990x575mm, XPS 50t, | 4284 | 12 | 357 |  |  |  | 0.3002%
|  | 1 | M581.2515.D.F02..大走道邊 | [5 empty] | 990x300mm, XPS 50t, | 694 | 2 | 347 |  |  |  | 0.04863%
|  | 1 | M581.2515.D.F03..小走道 | [5 empty] | 575x500mm, XPS 50t, | 2124 | 12 | 177 |  |  |  | 0.1488%
|  | 1 | M581.2515.D.F04..小走道側邊 | [5 empty] | 500x300mm, XPS 50t, | 354 | 2 | 177 |  |  |  | 0.02481%
|  | 1 | M581.2515.D.F05..小走道前 | [5 empty] | 1250x300mm, XPS 50t, | 507 | 1 | 507 |  |  |  | 0.03553%
|  | 1 | M581.2515.D.F06..大走道板/防滑墊 | [5 empty] | 1250x990mm, 電木/玻纖 5t | 817 | 1 | 817 |  |  |  | 0.05725%
|  | 1 | M581.2515.D.F07..小走道板/防滑墊 | [5 empty] | 1250x550mm, 電木/玻纖 5t | 597 | 1 | 597 |  |  |  | 0.04183%
自行加工 | 3 |  | M581.2515.D.K01..圓形可對位透明墊 | [5 empty] | 自行裁切 | 10 | 1 | 10 |  |  |  | 0.0007007%
1205到貨 | 3 | 1 | M581.2515.D.D01..透明墊 | [5 empty] | 0.7x1m, 2mm厚 | 327 | 1 | 327 |  |  |  | 0.02291% |  |  |  |  | https://detail.tmall.com/item.htm?from=cart&id=893125122610&mi_id=0000h9Sw0xM0Ynm8TI95h7sjhM-6PdpJVyDmzc5yOY7TehM&skuId=5908859334378&spm=a1z0d.6639537%2F202410.item.d893125122610.3d385886XXt68O&upStreamPrice=2151
| 2 | 1 | M581.2515.D.J01..運費 | [5 empty] | XPS運費$700 | 707 | 1 | 707 |  |  |  | 0.04954%
預計1114確認 | 2 | 1 | M581.2515.D.J02..設計費 | [5 empty] | K01設計 | 300 | 1 | 300 |  |  |  | 0.02102%
|  | 1 | M581.2515.D.J03..印刷費 | [5 empty] | K01印刷 | 2414 | 2 | 1207 |  |  |  | 0.1692%
|  | 4 | M581.2515.W..文件與圖 | [7 empty] | 1
|  | 1 | M581.2515.WA
0711出圖 |  | 1 | M587.2552.WAS1..鈑金總成
0717出圖 |  | 1 | M587.2552.WAS2..鈑金總成
0908出圖 |  | 1 | M587.2552.WAS3..鈑金追加
0908出圖 |  | 1 | M587.2552.WAS4..鈑金追加
0908出圖 |  | 1 | M587.2552.WAU1..鋁擠型追加
0806出圖 |  | 1 | M587.2552.WAC1..吸波走道
|  | 1 | M581.2515.WD
1106出圖 |  | 1 | M581.2515.WD1..吸波走道追加總成
|  | 4 | M581.2515.Q..Q&A | [7 empty] | 1
|  | 1 | M581.2515.DSPR提出問題_20251121
|  |  | 第一次校驗廠商 須發佈路徑損失校驗認證文件，第二年由DSPR自行校驗 | [5 empty] | 可提供，無問題
|  |  | 路徑校驗需搭配新治具新天線進行教學，不需要全測重新取值 示範角度針對0度，90度，270度 並針對量測每個路徑進行切換 | [5 empty] | 新天線訂單，何時可以進行天線下單?
|  |  | 暗室的QZ測試與VSWR測試，除測試確認暗室的能力指標並確認EUT的天線可放置尺寸範圍 | [5 empty] | 若有需求需收費 或是DIPOLE天線由DSPR準備，十大可準備量測治具
|  |  | 軟體測試若遇到不好的頻率點，希望可以測試過程中 再重新測試一次並計算 | [5 empty] | 若客製化收費是否可以?
軟體UI介面部分設定參數的敘述名稱與儀器上不一致，且部分未包含單位，易造成設定者困惑
|  | 1 | M581.2515.QA
10/20確認圖面 |  |  | 吸波走道增高
確認損壞原因 |  |  | 路徑切換器維修(按鈕與SPDT)
校驗治具
|  | 1 | M581.2515.驗收售後討論(願望清單)
|  |  | 希望十大提供目前M3各別路徑迴路圖 未來實驗室應用UWB與DFS | [5 empty] | 確認如何實現 與討論需報價內容(軟體? 硬體?)
|  |  | 路徑校驗教學 | [5 empty] | 校驗天線何時下單?
|  |  | 客製化軟體需求 | [5 empty] | 先收集再一次性報價
郵件給對方12月交付行程與3個月後雷達周邊相關到貨後時程安排 | 2 | 2 | M581.2525..R2 Chamber | [6 empty] | 1186599 | 1 |  |  |  |  | 23.76%
設計 1.上維修蓋開口 2. 吸波材料 出圖 1.RF轉板 2. 大AP 3. 電源開關轉板 4. 訊號濾波器 5. RF接頭轉板 6.Link天線(5G雷達) 7.雷射固定 | 2 | 1 | M581.2525.A..Shielding Box | [5 empty] | 包含3軸雷射 | 138298 | 1 | 138298 | 0 |  |  | #UNPARSEABLE
需鑽孔 鋁擠固定板M6洞 |  | 1 | M581.2525.A.S01..D1 | [5 empty] | 1010x770x40mm, SGCC, 2t, 4邊外滿焊打磨, 白色遮烤 | 1707 | 1 | 1707 | 0 |  |  | #UNPARSEABLE
|  | 2 | M581.2525.A.S02.RL1 | [5 empty] | 1800x860x50mm, SGCC, 1.6t, 4邊外滿焊打磨, 白色遮烤 | 4294 | 2 | 2147 | 0 |  |  | #UNPARSEABLE
退焊太醜重作1 |  | 3 | M581.2525.A.S03..B1_2 | [5 empty] | 800x770x100mm, SGCC, 1.6t, 4邊外滿焊打磨, 鎖M8後點焊(S16x2+S17x2), 白色遮烤 | 4514 | 2 | 2257 | 0 |  |  | #UNPARSEABLE
|  | 4 | M581.2525.A.S04..B2 | [5 empty] | 1000x770x100mm, SGCC, 1.6t, 4邊外滿焊打磨, 鎖M8後點焊(S13x2+S14x2), 白色遮烤 | 2187 | 1 | 2187 | 0 |  |  | #UNPARSEABLE
|  | 5 | M581.2525.A.S05..F1 | [5 empty] | 925x770x80mm, SGCC, 1.6t, 4邊外補焊(S19x4)打磨, 鎖合(S08+S27+S28), 白色遮烤 | 2317 | 1 | 2317 | 0 |  |  | #UNPARSEABLE
|  | 6 | M581.2525.A.S06..F2 | [5 empty] | 925x770x80mm, SGCC, 1.6t, 4邊外補焊(S19)打磨, 鎖合(S09)白色遮烤 | 2277 | 1 | 2277 | 0 |  |  | #UNPARSEABLE
|  | 7 | M581.2525.A.S07..T1 | [5 empty] | 1010x770x30mm, SGCC, 1.6t, 4邊外滿焊打磨, +A03蜂巢後白色遮烤 | 1457 | 1 | 1457 | 0 |  |  | #UNPARSEABLE
|  | 8 | M581.2525.A.S08..下刀槽 | [5 empty] | 635x739x33.2mm, SGCC, 1.6t, 4邊外補焊(S18)打磨, 鎖合(S05)白色遮烤 | 1317 | 1 | 1317 | 0 |  |  | #UNPARSEABLE
生鏽,貼鋁箔 |  | 9 | M581.2525.A.S09..上刀槽 | [5 empty] | 635x686x33.2mm, SGCC, 1.6t, 4邊外補焊(S18)打磨, 鎖合(S06)白色遮烤 | 817 | 1 | 817 | 0 |  |  | #UNPARSEABLE
用不到 | 4 | 10 | M581.2525.A.S10..上維修蓋-滿板 | [5 empty] | 760x610x15mm, 拉絲SUS304 2t, 4邊外滿焊打磨, 攻牙Ｍ6 | 1347 | 1 | 1347 | 0 |  |  | #UNPARSEABLE
舊設計 | 4 | 10 | M581.2525.A.S101..上維修蓋-修改 | [5 empty] | 760x610x15mm, SUS304 1t, 4邊外滿焊打磨 |  | 1 |  | 0 |  |  | #UNPARSEABLE
|  | 10 | M581.2525.A.S102..上維修蓋-新設計 | [5 empty] | 760x610x15mm, SUS304 2t, 4邊外滿焊打磨, | 1687 | 1 | 1687 | 0 |  |  | #UNPARSEABLE
到貨 | 3 | 10 | M581.2525.A.S103..上維修蓋修改 | [5 empty] | 760x610x15mm, SUS304 2t, 4邊外滿焊打磨, | 1705 | 1 | 1705 | 0 |  |  | #UNPARSEABLE
|  | 11 | M581.2525.A.S11..下維修蓋 | [5 empty] | 698.5x608x15mm, SGCC 1.6t, 4邊外滿焊打磨, 白色烤漆 | 1267 | 1 | 1267 | 0 |  |  | #UNPARSEABLE
|  | 12 | M581.2525.A.S12..電控底板 | [5 empty] | 500x300x15, SGCC 1t, 十大藍烤漆 | 337 | 1 | 337 | 0 |  |  | #UNPARSEABLE
|  | 13 | M581.2525.A.S13..上維修孔長鎖板 | [5 empty] | 600x30mm, SGCC 4.5t, 點銲(S04) | 474 | 2 | 237 | 0 |  |  | #UNPARSEABLE
|  | 14 | M581.2525.A.S14..上維修孔短鎖板 | [5 empty] | 570x30mm, SGCC 4.5t, 點銲(S04) | 454 | 2 | 227 | 0 |  |  | #UNPARSEABLE
到貨 | 3 | 15 | M581.2525.A.S15..大AP | [5 empty] | 500x300x15mm, SUS304 2t, 4角外滿焊打磨 | 517 | 1 | 517 | 0 |  |  | #UNPARSEABLE
|  | 16 | M581.2525.A.S16..大AP長鎖板 | [5 empty] | 375x30mm, SGCC 4t, 點銲(S03) | 354 | 2 | 177 | 0 |  |  | #UNPARSEABLE
|  | 17 | M581.2525.A.S17..大AP短鎖版 | [5 empty] | 300x30mm, SGCC 4t, 點銲(S03) | 294 | 2 | 147 | 0 |  |  | #UNPARSEABLE
|  | 18 | M581.2525.A.S18..刀槽補片 | [5 empty] | 50x31.6mm, SGCC 1.6t, 2邊滿銲(S08, S09) | 136 | 8 | 17 | 0 |  |  | #UNPARSEABLE
|  | 19 | M581.2525.A.S19..門刀補片 | [5 empty] | 50x30mm, SGCC 1.6t, 2邊滿銲(S05, S06) | 136 | 8 | 17 | 0 |  |  | #UNPARSEABLE
|  | 20 | M581.2525.A.S20..鋁擠固定版 | [5 empty] | 30x100x30, SGCC 2t, 白色烤漆 | 268 | 4 | 67 | 0 |  |  | #UNPARSEABLE
設變-做好用不到 | 4 | 20 | M581.2525.A.S21..饋源天線座連接板 | [5 empty] | 30x100x30, SUS304. 2t, | 471 | 3 | 157 | 0 |  |  | #UNPARSEABLE
|  | 22 | M581.2525.A.S22..RF接頭板-滿板 | [5 empty] | 90x200mm, SUS304 1t, 亮面 | 314 | 2 | 157 | 0 |  |  | #UNPARSEABLE
|  | 23 | M581.2525.A.S23..轉板-滿板 | [5 empty] | 236x80x20mm, SUS304 2t, 亮面, M6攻牙x2 | 1842 | 6 | 307 | 0 |  |  | #UNPARSEABLE
設變-做好用不到 | 4 | 24 | M587.2525.A.S24..饋源滑台座 | [5 empty] | 669x80x60mm, 拉絲SUS304 2t, M3攻牙 | 617 | 1 | 617 | 0 |  |  | #UNPARSEABLE
做錯, 已補做 |  | 25 | M581.2525.A.S25..上門上補強板 | [5 empty] | 748x65x35mm, SGCC 3t, M8攻牙x7, 鎖合S06, 白色遮烤 | 327 | 1 | 327 | 0 |  |  | #UNPARSEABLE
|  | 26 | M581.2525.A.S26..上門下補強板 | [5 empty] | 748x78x35mm, SGCC 3t, M8攻牙x6, 鎖合S06, 白色遮烤 | 327 | 1 | 327 | 0 |  |  | #UNPARSEABLE
|  | 27 | M581.2525.A.S27..下門上補強板 | [5 empty] | 748x85x35mm, SGCC 3t, M8攻牙x6, 鎖合S05, 白色遮烤 | 337 | 1 | 337 | 0 |  |  | #UNPARSEABLE
|  | 28 | M581.2525.A.S28..下門下補強板 | [5 empty] | 748x65x35mm, SGCC 3t, M8攻牙x7, 鎖合S05, 白色遮烤 | 327 | 1 | 327 | 0 |  |  | #UNPARSEABLE
設變-做好用不到 | 4 | 28 | M581.2525.A.S30..維修蓋飾板 | [5 empty] | 640x490, SGCC 1t, 白色烤漆 | 317 | 1 | 317 | 0 |  |  | #UNPARSEABLE
不需要 | 4 | 22 | M581.2525.A.S31..RF接頭板 (左右各一) | [5 empty] | 90x200mm, SUS304 1t, 亮面 因為尺寸關係,目前Sean建議提供 SMA *2; 2.92mm*1; 1.85mm*1; 1.0mm*1 報價單給的規格如右 | 600 | 2 | 300 | 0 |  |  | #UNPARSEABLE |  |  |  |  | -Dimension: W17 x H17cm -SMA Jack to bulkhead Jack x 4 (up to 18GHz) -3.5mm SMA Jack to bulkhead Jack x 2 (up to 34GHz) -2.92mm SMA Jack to bulkhead Jack x 2 (up to 46GHz) -2.4mm SMA Jack to bulkhead Jack x 2 (up to 50GHz) -1.85mm SMA Jack to bulkhead Jack x 2 (up to 67GHz) -1.35mm SMA Jack to bulkhead Jack x 2 (up to 90GHz) -1.0mm SMA Jack to bulkhead Jack x 2 (up to 110GHz) -1" Waveguide tube for extension cable through x 1
到貨 | 3 | 23 | M581.2525.A.S32..轉板 | [5 empty] | 236x80x20mm, SUS304 2t, 亮面, M6攻牙x2 | 407 | 1 | 407 | 0 |  |  | #UNPARSEABLE
到貨 | 3 | 23 | M581.2525.A.S33..電源開關座 | [5 empty] | 150x86x70mm, SUS304 1t, 4邊滿焊打磨平整 | 397 | 1 | 397 | 0 |  |  | #UNPARSEABLE
改成刀板-用不到 | 4 | 23 | M581.2525.A.S34..天線調整蓋板 | [5 empty] | 500x350x15mm, SUS304 1t, 亮面 | 300 | 1 | 300 | 0 |  |  | #UNPARSEABLE
要再縮小, 改M4 |  | 10 | M581.2525.A.S35..上維修蓋長刀槽 | [5 empty] | 483x16x34mm, SUS304 1t, S36+S37組裝後焊接 | 454 | 2 | 227 | 0 |  |  | #UNPARSEABLE
要再縮小, 改M4 |  | 10 | M581.2525.A.S36..上維修蓋短刀槽 | [5 empty] | 313x16x34mm, SUS304 1t, S35+S37組裝後焊接 | 334 | 2 | 167 | 0 |  |  | #UNPARSEABLE
到貨 | 3 | 10 | M581.2525.A.S361..上維修蓋短刀槽修改 | [5 empty] | 193x16x34mm SUS304 1t S35+S103組裝後焊接 | 294 | 2 | 147 | 0 |  |  | #UNPARSEABLE
|  | 10 | M581.2525.A.S37..上維修蓋刀板 | [5 empty] | 470x300x30mm, SUS304 2t, 4邊外滿焊打磨 | 627 | 1 | 627 | 0 |  |  | #UNPARSEABLE
到貨 | 3 | 10 | M581.2525.A.S371..上維修蓋刀板縮小 | [5 empty] | 470x180x30mm, SUS304 2t, 4邊外滿焊打磨 | 547 | 1 | 547 | 0 |  |  | #UNPARSEABLE
到貨 | 3 | 10 | M581.2525.A.S38..儀器台 | [5 empty] | 470x80x80mm SUS 304 1t 4邊外滿焊打磨 | 567 | 1 | 567 | 0 |  |  | #UNPARSEABLE
到貨 | 3 | 10 | M581.2525.A.S39..鉸鏈固定底座A | [5 empty] | 86x35x30mm SUS304 2t | 207 | 1 | 207 | 0 |  |  | #UNPARSEABLE
到貨 | 3 | 10 | M581.2525.A.S40..鉸鏈固定底座B | [5 empty] | 86x35x30mm SUS304 2t | 207 | 1 | 207 | 0 |  |  | #UNPARSEABLE
到貨 | 3 | 10 | M581.2525.A.S41..鉸鏈刀板固定片A | [5 empty] | 250x34.5x31mm SUS304 2t 1邊滿焊打磨 | 307 | 1 | 307 | 0 |  |  | #UNPARSEABLE
到貨 | 3 | 10 | M581.2525.A.S42..鉸鏈刀板固定片B | [5 empty] | 250x34.5x31mm SUS304 2t 1邊滿焊打磨 | 307 | 1 | 307 | 0 |  |  | #UNPARSEABLE
|  | 29 | M581.2525.A.U01..長底座 | [5 empty] | AS3060-6, 30x60mm, L860mm | 674 | 2 | 337 | 0 |  |  | #UNPARSEABLE
|  | 30 | M581.2525.A.U02..短底座 | [5 empty] | AS3060-6, 30x60mm, L670mm, 20x100mm-橢圓孔 | 1354 | 2 | 677 | 0 |  |  | #UNPARSEABLE
圖缺連接塊 |  | 31 | M581.2525.A.U50..3060-90度連接塊 | [5 empty] | 3060連接塊 | 188 | 4 | 47 | 0 |  |  | #UNPARSEABLE
|  |  | M581.2525.A.F01..內封木板 | [5 empty] | 3分足,858x598mm | 702 | 6 | 117 | 0 |  |  | #UNPARSEABLE
|  | 21 | M581.2525.A.C01..RF鎖板 | [5 empty] | 90x182mm, 10t, | 1174 | 2 | 587 | 0 |  |  | #UNPARSEABLE
K已集貨 | 3 | 44 | M581.2525.A.C02..M24導波管 | [5 empty] | M24xL100, d20mm, 鋁合金,中舟 | 794 | 2 | 397 | 0 |  |  | #UNPARSEABLE | [6 empty] | 1
|  | 54 | M581.2525.A.M01..腳輪80 M232.GD80F | [5 empty] | GD-80-F, 平板式, 手柄及輪調整 | 1028 | 4 | 257 | 0 |  |  | #UNPARSEABLE |  |  |  |  | 使腔體加底座加腳輪總高度等於2000mm
|  | 32 | M581.2525.A.M02..包膠強力磁鐵帶2孔 | [5 empty] | 52x32x6.5mm, | 270 | 10 | 27 | 0 |  |  | #UNPARSEABLE |  |  |  |  | https://item.taobao.com/item.htm?detail_redpacket_pop=true&id=936965232973&ltk2=175326519624079cz5fme9u8mfvn1rasys&ns=1&priceTId=2100c88d17532651711637217e0a4b&query=%E5%8C%85%E8%86%A0%E7%A3%81%E9%90%B5&skuId=5994282658509&spm=a21n57.1.hoverItem.4&utparam=%7B%22aplus_abtest%22%3A%22a6c642fb016ca50638bd587233949fff%22%7D&xxc=ad_ztc
|  |  | M581.2525.A.M04..5050腳鏈 | [5 empty] | 50x50mm | 114 | 2 | 57 | 0 | [7 empty] | https://detail.tmall.com/item.htm?app=chrome&bxsign=scdviZnnHF909jQNoksJY_IbjJdSnAnVwPs2EXHQOkiTSQcX7x153tjJvMzNqOjcX5LR1e3eUcYmgpH7aYF1DJJT0nTa_IOfC4sWiJgpLi1ONbfjQmh5G-Vb7nCiY7UDJFl&cpp=1&id=602102989250&price=12.5&shareUniqueId=31897823237&share_crt_v=1&shareurl=true&short_name=h.6zIynMNgNNhTcuV&skuId=4836444165921&sourceType=item&sp_tk=VmNxNFZwTlg3Tnk%3D&spm=a2159r.13376460.0.0&suid=D595E73E-4931-4C07-A2AF-C5A2DCE786E5&tbSocialPopKey=shareItem&tk=Vcq4VpNX7Ny&un=d8dc4b85e372787fc167bfea3760f861&un_site=0&ut_sk=1.UsEAp%2B44oNoDACp6uEjXmcav_21380790_1749117174136.Copy.1&wxsign=tbw6AJlECAYox1lvXz0za8cbJSwiA882BExGarpKqUQlWb7U6GJkd6RsS76b_bPIUuY29xrO9JYN4ObaPd-7Edw2VTFM3OwkdUZ76IkGPOcSkN_M6zCPtG4teC8uSQCMjQ9
K已集貨,有五顆 | 3 | 32 | M581.2525.A.M05..M24不鏽鋼牙管 | [5 empty] | 含螺帽墊片x2,外牙 | 308 | 4 | 77 | 0 |  |  | #UNPARSEABLE
K已集貨 |  | 32 | M581.2525.A.M06..上維修蓋把手 | [5 empty] | 150mm孔距 | 214 | 2 | 107 | 0 |  |  | #UNPARSEABLE |  |  |  |  | https://item.taobao.com/item.htm?from=cart&id=725280382772&mi_id=0000nfu8RygTyZLfx0PMExrUK31YNnHXQCJvrXOlzqgoUlE&skuId=5205248406332&spm=a1z0d.6639537%2F202410.item.d725280382772.3d387484BXbQ0Z&upStreamPrice=1530
1218到 | 3 | 32 | M581.2525.A.C07..M24牙管200長 | [5 empty] | 外牙 含螺帽x2,+蓋型螺帽*1 | 1814 | 2 | 907 | 0 |  |  | #UNPARSEABLE |  |  |  |  | M24蓋型螺帽 https://item.taobao.com/item.htm?abbucket=14&id=562754979254&mi_id=0000gqo4CXSMlKX87I1QpfgdwPmf11sR7fiQ2q4SoGe62hA&ns=1&priceTId=2100c82d17643146062417475e0913&skuId=3702973179628&spm=a21n57.1.hoverItem.11&utparam=%7B%22aplus_abtest%22%3A%22912d8fa44d1f66a78f349821f2f701e9%22%7D&xxc=taobaoSearch
|  | 34 | M581.2525.A.D01..遮噴膠帶 | [5 empty] | 約20m, 45mm | 200 | 2 | 100 | 0 |  |  | #UNPARSEABLE
|  | 35 | M581.2525.A.D02..雙面膠(四維的) | [5 empty] | 4點貼, 平板對內封對黏 尖錐對平板對黏 寬5cmx長10M/捲,(每卷平均NTD 120) 但原材寬99cm有MOQ問題 2cmx15,3cmx10,5cmx6,10cmx3,15cmx1, | 120 | 1 | 120 | 0 |  |  | #UNPARSEABLE
|  | 36 | M581.2525.A.D03..鋼絲絨 | [5 empty] | 鑽石牌#0 數量自行斟酌,3米隔離室3包足夠 | 85 | 1 | 85 | 0 |  |  | #UNPARSEABLE | [5 empty] | M251.D101
已集貨 | 3 | 37 | M581.2525.A.D04..導電鋁箔膠帶(短的)貼刀口吧 | [5 empty] | 鋁箔膠帶0.15mm 一卷寬110cmx長20m, 總面積約10m2 | 1987 | 1 | 1987 | 0 |  |  | #UNPARSEABLE
P已集貨 | 3 | 39 | M581.2525.A.D05..2P-1.5mm2隔離電源裸線 | [5 empty] | $30/m | 3007 | 1 | 3007 | 0 |  |  | #UNPARSEABLE |  |  |  |  | https://item.taobao.com/item.htm?id=587480444282&pisk=gJSn0CbxOCGbUaN9WGtQu8Elrg4tOHtWG_nJw3dz7CRsv_Kp2FoweKpE8DJebNXV1LK8NTJyq158dBBzO_jk_H85JQdpZ3X5iRFYDoBCd3t8MSEAVffFWHJea3RUUFJJFRpFvjTsv3tzMS3t4eZDV6z7_tur7dR6ELoE4_owbLOwLvRPaC8w3Khe4_5y7AJBE4Jy42rabC9maXRr4OJwhKJraU5PQRvvL3RPaeyGQvHm8IIPuGPTOpW9i1acfpYHg9RFeTIa4egCpCjObGJhIFBeF0oPjpYhbIU8B-KP89CMkwVmxUBFl_9VTXPkNGXNYZ5aXDxlQZSkbGPZBB7fIgxdY8Ee0Z1GqE-0yJtVAT7fz9qggHICLZ8P07gPLhRHYCj7F0OFJTSJrMPqeBSC9GYfVXV9wZBOYFf46cfWraSpbMPamgoi7q-oz09aeGuSPeJ6IIevPbEd6jwSDR2ikTTeCKOYIR0SpeJ6IIegIqCe8d9Qj&skuId=4169197090814&spm=a21xtw.29178619.0.0
集貨 | 3 | 40 | M581.2525.A.E01..電源開關 | [5 empty] | 颜色分类: 两常开 操作类型: 自锁式灯源电压: 110V 发光颜色: 红色 | 117 | 1 | 117 | 0 |  |  | #UNPARSEABLE |  |  |  |  | https://item.taobao.com/item.htm?from=cart&id=619082494985&pisk=gL6n47fxRFgjgVDItuvQOg9fWvFTRp9WkaHJyLLz_F8sJedRy3fGcaYLVW9dsUbNSeWLOQKPSa7k2YIPe3WkdOCKeeUBEg7vErUYH-ICALvzkrdMjZQH3nurT4hE7RJJqFCSsLSCALTrX4PA_MiuNsjQz38zjd-kYbJyTvkZbFtoUD7y8Cuwmn9yza7y_V-Jxbky4BywQFtvYDJrUC-wvnoEzH7Pblxk4L8PzBrGbFtyUUkZ_X8AUsWarw3U16QqoO-HtESe8gIRQ_gvoM7IEYYHMBAdYFDrUOf_WFGXoR0wWgSfaCXu1fp5XsblaZzt9e5DmZxAJRkHU17GnIS_ovTh_w6kpIwnlHfNmd8p3JmBu9Kl4nv4hmYNKgXMO1nmUGAcQ9pCsrDvu1sPECSQojtOaiBdZwUsUeCcbNAABVHv3s_GEIJV4IcZgLcrFhrRQbGWThtMkodSyJn6QAxgjlcAVB-6cEEgjbipThteklqiMwRefH8A.&skuId=5959780486827&spm=a1z0d.6639537%2F202410.item.d619082494985.3d387484WirpNH&upStreamPrice=2070
|  | 40 | M581.2525.A.E02..電源供應器 600W, 48V, 13A | [5 empty] | 馬達驅動 | 1997 | 1 | 1997 | 0 |  |  | #UNPARSEABLE |  |  |  | ERP連結: https://atenlab88.sharepoint.com/:f:/s/B/Eoh3_0Z6KUBBtGv4W1C0JMUBrfHLubJODW7SB3igkw1MSA?e=wtacEQ 淘寶網址: https://item.taobao.com/item.htm?abbucket=6&detail_redpacket_pop=true&id=718046389378&ltk2=1751025687706go1xm4z7m5fj7h86uy8mek&ns=1&priceTId=2100c89217510254236226854e0ef7&query=%E9%9B%BB%E6%BA%90%E4%BE%9B%E6%87%89%E5%99%A848V&skuId=5007655376874&spm=a21n57.1.hoverItem.5&utparam=%7B%22aplus_abtest%22%3A%22ab2da4efbbebe9d100997fe653743291%22%7D&xxc=taobaoSearch |  | M182.HRP60048
改用降壓模組 | 4 | 40 | M581.2525.A.E02..電源供應器 300W, 24V, 12A | [5 empty] | 光電感應器 | 1997 | 1 | 1997 | 0 |  |  | #UNPARSEABLE |  |  |  | ERP連結: https://atenlab88.sharepoint.com/:f:/s/B/EmphO0Rc5mxFpAJLZWobHzoBVZohGC2iQmAUFDb5JJbfxA?e=arT1gt | https://item.taobao.com/item.htm?_u=r1otmo2ved9d&id=729571362383&pisk=gaOQ96V12kqQckC8P90a1OL6XW5WOVlqwz_JoUFUy6CdF7LecaPPUvb7NGTx-MkoK3962hXFvgWPNatVjePr-euSNULAv_JFYaKwVh2eYQSybbTDc9PeyQzHIn8YTBkha71hZ_nq0jlVKeflwNPFXvE3BwbKa7FRJ6fT0MaEHjl2-FaFJq8tgQJwrlQTe7KRpOEO-GQL9gB-51QFz_FdeWeTXGjOwWF89fCOyaq8pMK8XOQFlkQdvaBOXwblwgKReOLOjaCRJ3C-acm1SvspR28WFUz-bktff7FJ1Nnh0eZzNNRGRdsXJB6OCCNcdiLdf7njJ2MAVGAxbATMcpKFS3GjfspDfQ6ANXZcRdLf6M5xhR1B7HAf9IiQTN5GAtpRC2hp56sCnB6blRCBeHA5KpaooFCpjKjcpAmG5BRVFiX_XDLw5MBXFHogwMJXWh62_lPVMKx6NtCA4_VVcDAuFP60NNsq5VwuERZLcehTKa0VpNbwgVg_A8XdSNsq5VwuE9QG7tus5kwl.&spm=a1z09.2.0.0.12dd2e8dSuV0rj&skuId=5226276302349 | M182.LRS35024
已安裝,但物料來源不明 |  | 40 | M581.2525.A.E03..運動控制卡 2軸 M183.ETH_NEC_NLM-2 | [6 empty] | 1997 | 1 | 1997 | 0 |  |  | #UNPARSEABLE |  |  |  |  | https://item.taobao.com/item.htm?_u=r1otmo2ved9d&id=729571362383&pisk=gaOQ96V12kqQckC8P90a1OL6XW5WOVlqwz_JoUFUy6CdF7LecaPPUvb7NGTx-MkoK3962hXFvgWPNatVjePr-euSNULAv_JFYaKwVh2eYQSybbTDc9PeyQzHIn8YTBkha71hZ_nq0jlVKeflwNPFXvE3BwbKa7FRJ6fT0MaEHjl2-FaFJq8tgQJwrlQTe7KRpOEO-GQL9gB-51QFz_FdeWeTXGjOwWF89fCOyaq8pMK8XOQFlkQdvaBOXwblwgKReOLOjaCRJ3C-acm1SvspR28WFUz-bktff7FJ1Nnh0eZzNNRGRdsXJB6OCCNcdiLdf7njJ2MAVGAxbATMcpKFS3GjfspDfQ6ANXZcRdLf6M5xhR1B7HAf9IiQTN5GAtpRC2hp56sCnB6blRCBeHA5KpaooFCpjKjcpAmG5BRVFiX_XDLw5MBXFHogwMJXWh62_lPVMKx6NtCA4_VVcDAuFP60NNsq5VwuERZLcehTKa0VpNbwgVg_A8XdSNsq5VwuE9QG7tus5kwl.&spm=a1z09.2.0.0.12dd2e8dSuV0rj&skuId=5226276302349 | M183.ETH_NEC_NLM-2
K已集貨 | 3 |  | M581.2525.A.E04..HDMI延長線-3m | [6 empty] | 194 | 2 | 97 | 0 |  |  | #UNPARSEABLE |  |  |  |  | https://detail.tmall.com/item.htm?from=cart&id=566870640642&pisk=g0-qqg4PvGASNoPScQIaTltNeQjA7GlBSh11IdvGhsf0ci_iQBC7fxIjWGRNaCCflicAbNvdwnMA51TzQpdy_NHA11fw1dYjFDiBHKIOjvGIADw6ywT6glXcjAqlQtD5ngMifLjOjXGaPlbxYGdcTh_SmzXlwOWgstAGqLX1QGXcnrDPZOWLSSAGjYkPItXGnrfcZ_XCBG4cIO2uZOBQj1XGsaDPB_fGjGAGqYWOZ1jGjviHsIEPaZDlq67FG8ZVr6vcalqUet7mbKU_xkAGnZ-Mn_kSF3WVu6bSlodHYpvDvO-tKP5wOEAfeCoEaMYpah7hbcrRcp8kga8q_u7JrpKGzUhUJppMpFbybSDXtdAv4iIE-rRHFIKFmHl4cTslZwYHnbaPUUvX4atnTl7vrILd7hGSviTBdhQHmmPdNwBwawTqToRh4GNOE6q2XEPg7ZXRU6MrU7vC0waf838QWPQryT5IpvUTWZfCU6MmnPUOzxXPOxDc.&skuId=5858797380471&spm=a1z0d.6639537%2F202410.item.d566870640642.3d387484Pj3DYy&upStreamPrice=1750
K已集貨 | 3 |  | M581.2525.A.E05..USB延長線-3m | [6 empty] | 194 | 2 | 97 | 0 |  |  | #UNPARSEABLE |  |  |  |  | https://detail.tmall.com/item.htm?from=cart&id=42434605342&pisk=g8qj2Yb3G5EzOrzKlcWyAfJDYYns5TSFCdMTKRK2Bmnv65w_wlut_ZVs55PoWoo437G__R-ZMsbmWAh7Mhu4fRxsBRFGnfWcz-2mjcCFTwSUn-b04EMgcxKJy8DKHnQrk-TluACFTMS1kLn1G6PZA1mUyvMKXx39X3BSQAHxH53xebhoIAdxBnB7ebcJDC3tkgh-BAYvD5htyYHtpFhtHjH-ybDtXfFtXTi-ZAnt65ntpUASQZMTh96deZnFKU2mNhKTVYCm9-OHfYrohNlQhb1d9uZnlXexNhCe3AWEwvZRsIlgV8Ext7Iyccw-C7gUl6tb1-U3svFAVIHbkJwEPlfpfY48i4k_j9Ls1VZmVAalGEPQNynSEzf65XaT3yqSkdL-kyV4J4ZPG3cLy8wZPzXMufznB503b6xmMRe3xyoCcBDbyJi54wKEO6ED5LgHfYGFFTTMSVbqw044Ghv-kYDAYT6WNF0xEYMlFTTeSqHoH165Fe8G.&skuId=5042868807371&spm=a1z0d.6639537%2F202410.item.d42434605342.3d387484Pj3DYy&upStreamPrice=1900
K已集貨 | 3 |  | M581.2525.A.E06..RJ45延長線-3m | [6 empty] | 388 | 4 | 97 | 0 | [7 empty] | https://detail.tmall.com/item.htm?from=cart&id=42405823467&pisk=gaiE2j_aDucs7g16AfEPggizBfqLXuRjr0N7EYDudWVhAkakUjF1VpEByulz_bFQRkAL4zDY6D9LP7gNUxhZazpLN7VrNY0BCntjpvE8qKOXcn6SWrgSTgb3tL4gd-p_Kl9kVAq8qIOP5g4p0uh3g0TVEN2g68ylZJcujA27Uu23rWvas8yAr6cuqdJaEJ2uKwV3s52beujur7DGjJe5xg2lxdkg68quZb4HQAVTEuVoQAGo9GPa-dqggrPBNLU3ivVNqiWTLy4pD5jlBc2EQSD3ygjobJzEVGFj6jEo-vGal2RVYzMnkbemt6AzwckixqcMfMrrIqmzjcAGCW0xQ0rIxLt3mqhZ4rq2PpEmvY0xrv-wikiKKq4omQQoKlVUx5oJegFnRYm7zDAcFWmKOczx26R_NqMsxPlD1Gl8z4mQjDAM0g51wRVcY03FZaz3BRPXQd5ihkzfRroZlaQ87FeaGKpAyaU3GRPXKpbRyPJ3QS9HK&skuId=4534752723158&spm=a1z0d.6639537%2F202410.item.d42405823467.3d387484Pj3DYy&upStreamPrice=1600
K已集貨,有三條 | 3 |  | M581.2525.A.E07..RS232延長線-3m | [6 empty] | 134 | 2 | 67 | 0 | [7 empty] | https://detail.tmall.com/item.htm?abbucket=17&id=571738723134&ltk2=17542960954137c7qdprmoyp6l4b92o2c2u&ns=1&priceTId=2100c82517542960818898647e0ac7&skuId=4085074860186&spm=a21n57.1.hoverItem.2&utparam=%7B%22aplus_abtest%22%3A%2275f819cbe9f54f886869b11266312190%22%7D&xxc=taobaoSearch
集貨 | 3 |  | M581.2525.A.E08..RS232-母母 | [6 empty] | 17 | 1 | 17 | 0 | [7 empty] | https://detail.tmall.com/item.htm?from=cart&id=19295270671&pisk=gU1E2jDwMQj1H6m_OGdr0bOndTRp6QrfE_tWrabkRHxnOB9uziKsNydQeQSybgKBdBqpaLbvX6apF36ZzZIN4LUpV3xPVaXQ5SNfJwdJZrZbGSZ-2-FAYXcHxzvMRez6-CauNNAJZoZrCbvLgQIH0LiSrAYMXU8oqejksNYvoQYHKv4wjU8xEDjkZPzwzELoxHxnsNYXrQYnKLVisU8vqYcHKP7MXUAkqgv37Nx9rQxoIuIlvf-wKPAMNykxjQvemwxZgZCw-hMd8huxl1WwLnfXbbcl_e7TeaFStS-GdTfBs6qiyCbACMYwgWov8Ob2teS8MXdhoNXkL_ySk3BNSt9NB2aJ217GtTbtYuYOEMOMjgmUfFBhY1vP1zFf-B8VzK6_rx-1ENCwQ6yjyFCCr6pXiSnHVO_VaU5825SVrZBkQ_oF4fiJSncFw9ooUpY97naa7cbXTKMB31WjeYpaBF-bkrH-epxX7na3-YHJQyYwcy4h.&skuId=3198832520260&spm=a1z0d.6639537%2F202410.item.d19295270671.3d387484sFauGv&upStreamPrice=250
集貨 | 3 |  | M581.2525.A.E09..RS232-公母 | [6 empty] | 17 | 1 | 17 | 0 | [7 empty] | https://detail.tmall.com/item.htm?from=cart&id=19295270671&pisk=gU1E2jDwMQj1H6m_OGdr0bOndTRp6QrfE_tWrabkRHxnOB9uziKsNydQeQSybgKBdBqpaLbvX6apF36ZzZIN4LUpV3xPVaXQ5SNfJwdJZrZbGSZ-2-FAYXcHxzvMRez6-CauNNAJZoZrCbvLgQIH0LiSrAYMXU8oqejksNYvoQYHKv4wjU8xEDjkZPzwzELoxHxnsNYXrQYnKLVisU8vqYcHKP7MXUAkqgv37Nx9rQxoIuIlvf-wKPAMNykxjQvemwxZgZCw-hMd8huxl1WwLnfXbbcl_e7TeaFStS-GdTfBs6qiyCbACMYwgWov8Ob2teS8MXdhoNXkL_ySk3BNSt9NB2aJ217GtTbtYuYOEMOMjgmUfFBhY1vP1zFf-B8VzK6_rx-1ENCwQ6yjyFCCr6pXiSnHVO_VaU5825SVrZBkQ_oF4fiJSncFw9ooUpY97naa7cbXTKMB31WjeYpaBF-bkrH-epxX7na3-YHJQyYwcy4h.&skuId=3198832520259&spm=a1z0d.6639537%2F202410.item.d19295270671.3d387484sFauGv&upStreamPrice=250
集貨 | 3 |  | M581.2525.A.E10..電源分配板 | [5 empty] | 【1分10 2组 弹簧端子】ECTB-210M-42D | 207 | 1 | 207 | 0 | [7 empty] | https://detail.tmall.com/item.htm?from=cart&id=824876481025&pisk=gzKS4e0MNBK4X6TOPMk4f6RjvIsCFxoZdJ6pIpEzpgI89B9BMH7dT4ACRBRcJ3SyUI1BTprFwb0lJ9CXwk7yApqCppdnE6kouLvlxMhZ_VowELm-jlOXV_nYHKX8273VyLamz9hZ_coIy-IINfRFfXyBnO6OvTQLvrHfd9Z89BQLDKCcK9FRpuHXHsfAp7QL2sCAQ9UR9BEdktBlIyELvapAkO5A9MQdJx9Ai9sd9BIKhKHHSS6EP9pSCA3lBF0q6jf0vkKfFZ3wesI54vWlPupPMkhO2TOG6LCbvkCo0wokpBhQYGLMGH_9LDZc4dTAD9tnBy1C5UdPnBi_2_KXe3Cy2jrPw3vv7HRtgz5J599wRCHUrt7BcQTBavzhhe9pjgb8ClOBMdYG23h34_YpHHC22vrC6FJGctxEiuCBkeKPrMV-O6xXH3LC49EN1fKuR-_gAt1Zhxa3-w0PMiYyNk2AytX-bxMbGybRnt6mhxaa-aBceXMjhPzh.&skuId=5541643324893&spm=a1z0d.6639537%2F202410.item.d824876481025.3d387484sFauGv&upStreamPrice=2672
集貨 | 3 |  | M581.2525.A.E11..NPN集合板 | [5 empty] | 【8路 免螺丝弹簧直插式】ESTB-08MP5-3 | 197 | 1 | 197 | 0 | [7 empty] | https://detail.tmall.com/item.htm?from=cart&id=946803077312&pisk=g7MjqtOnlVHyBOlLGR-PdPSGLpw_h3JefGZtxcBVX-eAWVisyAPT7I0_1Vuu6xyq04as7cWakEA06lUSkOPqCcX_Xc3MmP-Damm0IRLe8BJEmm2xoJUthreR20qAWZdzMm1kglLe8pJ6Mge6leuadn-ZykZLBoFOB_K7boEABVFAwgUujlQYXtKS2z4RBlUOB0C8fk_OBVCY2_E0XtUOHtU8ela8WRetW0K7bzUTBR3t2vehPlRbXmtBvudvqd9q2z6OBYZJoynXoOrSEoOYRmaWJHMSKSaKDz698irwYzEIeFb4SYi-Hy0JUtws2lg7TjTChVixtVqKkL_YcjnIY7MMJOZowqVzfAxd1PNsn8ZsZE1qR4GLFuck51aI6mlnFSIOwShnuXFSUE6uJbnSb7GkjszZtl3gtA8hnrntxvcUdK_3cbnQFg8dLyTKn1s7tOZ783t5s1VMgzeogq6G2SEuDp-WVa1gMuq7q3t5T1VYqoL6V31Fs&skuId=6019515686660&spm=a1z0d.6639537%2F202410.item.d946803077312.3d3874847mWTcy&upStreamPrice=2880
預1117完成 | 2 | 53 | M581.2525.A.B01..M587.2527..垂直吊掛50cm R2_DSPR | [5 empty] | -Motion: Roll/ Azimuth -Diameter : 0.55m -Max. vertical loading: 2Kg -Max. speed: 12RPM (Roll) / 6RPM (Azimuth) -Resolution: 0.1° -Encoder accuracy: ±0.5° -Travel: 0° - 360° -Power consumption: 500W -Adaptor platform | 39679 | 1 | 39679 | 0 |  |  | #UNPARSEABLE
預1114完成RJ45/USB | 2 | 47 | M581.2525.A.B02..M581.2536..RJ45/USB filter_R2 | [5 empty] | -SE-F22-02 RJ45 1Gbps x 2 -SE-F23-02 USB3.0 x 2 (1 for Positioner) | 1000 | 1 | 1000 | 0 |  |  | #UNPARSEABLE
預1201設計完成 | 1 | 48 | M581.2525.A.B03..M587.2566..Laser aliment_R2 | [5 empty] | -Independent 3 red laser line | 3000 | 3 | 1000 | 0 |  |  | #UNPARSEABLE
已完成 | 3 | 47 | M581.2525.A.B04..M581.2544..Power filter_R2 | [5 empty] | -SE-F12 1P2W 100 -280 VAC/ 6 A x 1(for Equipment & EUT) | 1000 | 1 | 1000 | 0 |  |  | #UNPARSEABLE
| 1 | 50 | M581.2525.A.A01..吸波材料-6P | [5 empty] | 預估84片 | 21000 | 84 | 250 | 0 |  |  | #UNPARSEABLE
| 1 | 51 | M581.2525.A.A02..吸波材料-3B | [5 empty] | 預估20片 | 4400 | 20 | 220 | 0 |  |  | #UNPARSEABLE
|  |  | M581.2525.A.J01..烤漆費 | [6 empty] | 0 |  | 9507 | 0 |  |  | #UNPARSEABLE
|  |  | M581.2525.A.J02..電鍍費 S09上刀槽 | [6 empty] | 0 |  | 2007 | 0 |  |  | #UNPARSEABLE
|  |  | M581.2525.A.J03..烤漆費 | [5 empty] | 腔體14件.天線校驗治具鈑金件x3件 隔離門12件 | 0 |  | 9827 | 0 |  |  | #UNPARSEABLE
價格已確認 | 3 |  | M581.2525.A.J04..焊接費 | [5 empty] | 腔體新增零件(S103/S35/S361/S371/S38/S41/S42/S15/S32)+S33電源開關座 | 3007 | 1 | 3007 | 0 |  |  | #UNPARSEABLE
價格已確認 | 3 |  | M581.2525.A.J05..烤漆費 | [5 empty] | 腔體新增零件(S103/S38/S41/S42/S15)+M581.2513.A.S06 switch鎖板+感應及遮板零件(S29+S30) | 0 |  | 1207 | 0 |  |  | #UNPARSEABLE
|  | 51 | M581.2525.A.A03.蜂巢 | [5 empty] | Ｍ10攻牙 L150xW150mm | 1257 | 1 | 1257 | 0 |  |  | #UNPARSEABLE
|  | 52 | M581.2525.A.X01..M10突緣螺絲 | [5 empty] | 風槽網x16 購入M10xL16mm | 80 | 16 | 5 | 0 |  |  | #UNPARSEABLE
|  | 52 | M581.2525.A.X02..M6xL8 | [5 empty] | 鋁擠固定板(S20)x4, (S24)+(S02)x4, | 64 | 8 | 8 | 0 |  |  | #UNPARSEABLE
|  | 52 | M581.2525.A.X03..M8xL16 | [5 empty] | 含螺帽, 鋁擠型+S20 x4, | 32 | 4 | 8 | 0 |  |  | #UNPARSEABLE
|  | 52 | M581.2525.A.X04..M8xL35 | [5 empty] | 含墊片螺帽, 電控底板(S12)+B1(S03) x4 | 32 | 4 | 8 | 0 |  |  | #UNPARSEABLE
|  | 52 | M581.2525.A.X05..M5xL10 | [5 empty] | 含墊片螺帽, 腳鏈+B1(S03) x12, 磁鐵+x20, | 176 | 22 | 8 | 0 |  |  | #UNPARSEABLE
|  | 52 | M581.2525.A.X06..不鏽鋼扁頭內六角M6xL8 | [5 empty] | 不鏽鋼扁頭內六角, 轉板(S23)+B1(S03) x12, (S30)+(S10)x4, | 128 | 16 | 8 | 0 |  |  | #UNPARSEABLE
|  | 52 | M581.2525.A.X07..不鏽鋼扁頭內六角M8xL10 | [5 empty] | 不鏽鋼扁頭內六角大AP(S15)+B1(S03) x28,上維修蓋(S10)+B2(S04)x36 | 512 | 64 | 8 | 0 |  |  | #UNPARSEABLE
|  | 52 | M581.2525.A.X08..不鏽鋼扁頭內六角M6xL25 | [5 empty] | 扁頭內六角, 含墊片螺帽, (S22)+(S21)+B2(S04) x28, | 224 | 28 | 8 | 0 |  |  | #UNPARSEABLE
|  | 52 | M581.2525.A.X09..鍍鋅扁頭內六角M5xL12 | [5 empty] | 鍍鋅扁頭內六角, 含墊片螺帽, 下刀槽(S08)+F1(S05) x52, 上刀槽(S09)+F2(S06) x50, | 816 | 102 | 8 | 0 |  |  | #UNPARSEABLE
|  | 33 | M581.2525.A.X30..不鏽鋼M24xL50 | [5 empty] | 含螺絲x1、螺帽x2與墊片x2, | 5 | 5 | 1 | 0 |  |  | #UNPARSEABLE | [5 empty] | M251.S101
|  | 33 | M581.2525.A.X50..編織網固定塞 | [6 empty] | 100 | 100 | 1 | 0 |  |  | #UNPARSEABLE | [5 empty] | M251.S101
1.電控組裝 2. 缺少電腦開按鈕 3. 電路設計 | 2 | 2 | M581.2525.B..Shielding door | [5 empty] | W50 x H56 cm | 110414 | 1 | 110414 |  |  |  | #UNPARSEABLE
變形, 外縫不平 |  | 1 | M581.2525.B.S01..上門板 | [5 empty] | 770x715x109mm SGCC 1.6t ,所有接縫外滿焊打磨,白色烤漆 | 2297 | 1 | 2297 | 0 |  |  | #UNPARSEABLE
摺邊太大, 改S14 |  | 2 | M581.2525.B.S02..下門板 | [5 empty] | 770x763x109mm,SGCC 1.6t ,壓鉚4-M5螺柱,所有接縫外滿焊打磨,白色烤漆 | 2397 | 1 | 2397 | 0 |  |  | #UNPARSEABLE
|  | 3 | M581.2525.B.S03..上門架 | [5 empty] | 681.66x98x650mm,SGCC 2t 所以相鄰邊滿焊打磨, 十大藍 | 2997 | 1 | 2997 | 0 |  |  | #UNPARSEABLE
|  | 4 | M581.2525.B.S04..下門架 | [5 empty] | 684.16x98x650mm SGCC 2t,所有相鄰邊焊接打磨,十大藍 | 2997 | 1 | 2997 | 0 |  |  | #UNPARSEABLE
|  | 5 | M581.2525.B.S05..門架加強片 | [5 empty] | 125x85mm,SGCC 4t 十大藍 | 788 | 4 | 197 | 0 |  |  | #UNPARSEABLE
|  | 6 | M581.2525.B.S06..上門軸連接板 | [5 empty] | 646x50x52mm,SGCC 2t,黑色烤漆 | 797 | 1 | 797 | 0 |  |  | #UNPARSEABLE
|  | 7 | M581.2525.B.S07..下門軸連接板 | [5 empty] | 688x50x52mm,SGCC 2t,黑色烤漆 | 797 | 1 | 797 | 0 |  |  | #UNPARSEABLE
|  | 8 | M581.2525.B.S08..門叩推桿A | [5 empty] | 105x25x15mm,SUS304 3t 黑色烤漆 | 788 | 4 | 197 | 0 |  |  | #UNPARSEABLE
|  | 9 | M581.2525.B.S09..門叩推桿B | [5 empty] | 105x25x15mm,SUS304 3t 黑色烤漆 | 788 | 4 | 197 | 0 |  |  | #UNPARSEABLE
|  | 10 | M581.2525.B.S10..門蓋固定板 | [5 empty] | 73.5x30x20mmSGCC 2t 黑色烤漆 | 588 | 4 | 147 | 0 |  |  | #UNPARSEABLE
|  | 11 | M581.2525.B.S11..上門刀 | [5 empty] | 567.2x517.2x34,SGCC 2t,4角外滿焊,打磨白色遮烤 | 1047 | 1 | 1047 | 0 |  |  | #UNPARSEABLE
|  | 12 | M581.2525.B.S12..下門刀 | [5 empty] | 617.2x517.2x34,SGCC 2t,4角外滿焊,打磨白色遮烤 | 1147 | 1 | 1147 | 0 |  |  | #UNPARSEABLE
|  | 13 | M581.2525.B.S13..上門蓋 | [5 empty] | 680x689x7.5,SGCC 1t,4角外滿焊,打磨白色遮烤 | 1097 | 1 | 1097 | 0 |  |  | #UNPARSEABLE
S02尺寸有誤, 修改S14較方便, 發包重作預0820到 |  | 14 | M581.2525.B.S14..下門蓋 | [5 empty] | 732x688x7.5,SGCC 1t,4角外滿焊,打磨白色遮烤 | 1097 | 1 | 1097 | 0 |  |  | #UNPARSEABLE
|  | 14 | M581.2525.B.S142..下門蓋V2 | [5 empty] | 修改尺寸-732x688x7.5,SGCC 1t,4角外滿焊,打磨白色遮烤 |  | 1 | 1097 | 0 |  |  | #UNPARSEABLE
|  | 15 | M581.2525.B.S15..電腦安裝板 | [5 empty] | 434x40x10mm SGCC 2t 十大藍 | 494 | 2 | 247 | 0 |  |  | #UNPARSEABLE
|  | 16 | M581.2525.B.S16..門扇墊片 | [5 empty] | D57xd35 不鏽鋼 1t | 555 | 15 | 37 | 0 |  |  | #UNPARSEABLE
|  | 18 | M581.2525.B.S19..上飾蓋板 | [5 empty] | 770x100x112.5mm SGCC 1t 4周相鄰邊外滿焊打磨，白色烤漆 | 997 | 1 | 997 | 0 |  |  | #UNPARSEABLE
|  | 19 | M581.2525.B.S20..腰部蓋板 | [5 empty] | 770x172x112.5mm SGCC 1t 4周相鄰邊外滿焊打磨，白色烤漆 | 1097 | 1 | 1097 | 0 |  |  | #UNPARSEABLE
|  | 20 | M581.2525.B.S21..底部飾蓋板 | [5 empty] | 770x100x112.5mm SGCC 1t 4周相鄰邊外滿焊打磨，白色烤漆 | 997 | 1 | 997 | 0 |  |  | #UNPARSEABLE
到貨 | 3 | 21 | M581.2525.B.S221..門叩片 | [5 empty] | 89.5x50x32mm SUS304 2t | 274 | 2 | 137 | 0 |  |  | #UNPARSEABLE |  |  |  |  | 門叩調整測試
到貨 | 3 | 21 | M581.2525.B.S222..門叩形式1 | [5 empty] | 80x45mm SUS304 2t | 134 | 2 | 67 | 0 |  |  | #UNPARSEABLE |  |  |  |  | 門叩調整測試
到貨 | 3 | 21 | M581.2525.B.S223..門叩形式2 | [5 empty] | 80x45mm SUS304 2t | 134 | 2 | 67 | 0 |  |  | #UNPARSEABLE |  |  |  |  | 門叩調整測試
|  | 21 | M581.2525.B.S22..門叩A | [5 empty] | 84.5x45x34mm SUS304 4t | 588 | 4 | 147 | 0 |  |  | #UNPARSEABLE
|  | 22 | M581.2525.B.S23..門叩B | [5 empty] | 84.5x45x34mm SUS304 4t | 588 | 4 | 147 | 0 |  |  | #UNPARSEABLE
|  | 23 | M581.2525.B.S24..上下軸承座 | [5 empty] | 130x50x50mm SGCC 4.5t ,相鄰邊蔡滿焊打磨 白色烤漆 | 794 | 2 | 397 | 0 |  |  | #UNPARSEABLE
|  | 24 | M581.2525.B.S25..中間軸承座 | [5 empty] | 130x159x73mm SGCC 4.5t ,相鄰邊蔡滿焊打磨 白色烤漆 | 497 | 1 | 497 | 0 |  |  | #UNPARSEABLE
|  | 25 | M581.2525.B.S26..門軸墊片 | [5 empty] | D57xd30 不鏽鋼 1t | 555 | 15 | 37 | 0 |  |  | #UNPARSEABLE
|  | 26 | M581.2525.B.S27..開關門感應指針 | [5 empty] | 30x20 SGCC1t 白色烤漆 | 194 | 2 | 97 | 0 |  |  | #UNPARSEABLE
|  | 27 | M581.2525.B.S28..推桿感應指針 | [5 empty] | 22x20x26mm SGCC 1t,黑色烤漆 | 376 | 8 | 47 | 0 |  |  | #UNPARSEABLE
已確認價格 | 3 | 27 | M581.2525.B.S281..推桿感應指針修改 | [5 empty] | 50x22x26mm SUS304 1t | 188 | 4 | 47 | 0 |  |  | #UNPARSEABLE
已確認價格 | 3 | 27 | M581.2525.B.S29..上門刀遮板 | [5 empty] | 640x565mm AL5052 1t 白色烤漆 | 427 | 1 | 427 | 0 |  |  | #UNPARSEABLE
已確認價格 | 3 | 27 | M581.2525.B.S30..下門刀遮板 | [5 empty] | 670x565mm AL5052 1t 白色烤漆 | 507 | 1 | 507 | 0 |  |  | #UNPARSEABLE
已確認價格 | 3 | 27 | M581.2525.B.S31..PHI旋轉接頭鈑金件 | [5 empty] | D50xd12.5mm SUS304 1T | 107 | 1 | 107 | 0 |  |  | #UNPARSEABLE
已確認價格 | 3 | 27 | M581.2525.B.S32..Theat旋轉接頭鈑金件 | [5 empty] | 175X30mm SUS304 1T | 107 | 1 | 107 | 0 |  |  | #UNPARSEABLE
|  | 28 | M581.2525.B.E01..線性馬達 | [5 empty] | 177x30x35mm, 28型伺服線性馬達 100mm行程 (馬達加滑軌) | 1148 | 4 | 287 | 0 |  |  | #UNPARSEABLE |  |  |  | https://item.taobao.com/item.htm?from=cart&id=651714955072&pisk=glsxmIMFD8HYCZSvEtzoI7e-3oel6zXqysWIjCAm5_CRd_JMj5W6ChC5s-RcCS5OXQ1a3dAMcCKOB9T1sCXm3a5hdmj0uhm90h-_tWq3xEW2bhNYyJbKgu9DIlmX1It2VbsneCZ3xtW-nKwhFkjGfKpw3Vi11ETSFpRWCcT6f8KW3KtscFijPbOyNh9slmZ5Fdp61fO114iWIpJjfq9jVT9BIhO11EM7edRWhhtsdQP9Nx9xXZC3Yfvrs2ntXgpvkCnDwcQOVDYXOBdSfWTMHWRChQnsfIrkSoW115nMAw5RXe6gX0-cpatWBGyIWCLdlsvP6knXGgBfcIjbZmAf0T_hj6NooI_pB9bOOR02EFIRMNC0IVJRWOse0EMKv1C5Lw-fc5oDgN65fQjbIcdC-9-JUGVrcCQ55iY2bjN9_gB5cNIyMMjKncGH9d0be83Z7E9yKlP7vmZIGB9Jt-Et7V8MULd3eX0Z7FvyeB2l2VuwSL5..&spm=a1z0d.6639537%2F202410.item.d651714955072.3d387484AYscJD&skuId=4871181095586
滑軌滑塊1219到 螺桿馬達1224到 | 3 |  | 線性馬達 滑軌滑塊有損壞 補採購 | [5 empty] | 滑軌滑快走空運 其他零件走海快 T6x1 | 630 | 2 | 315 | 0 |  |  | #UNPARSEABLE
|  | 29 | M581.2525.B.E02..光電開關 | [5 empty] | EE-SX674A, 另外買線#1006 5米x1條 | 770 | 10 | 77 | 0 |  |  | #UNPARSEABLE |  |  |  |  | https://item.taobao.com/item.htm?abbucket=17&id=45670175590&ltk2=1753083783734ws0lwh64rmn8wbsa14w4&ns=1&priceTId=2100c82717530837102657763e0ec5&spm=a21n57.1.hoverItem.2&utparam=%7B%22aplus_abtest%22%3A%22beb40d60dc9001df01a87ce5bd30f572%22%7D&xxc=taobaoSearch&skuId=4590178244037
|  | 30 | M581.2525.B.E03..15.6吋觸控電腦 | [6 empty] | 65000 | 1 | 65000 | 0 |  |  | #UNPARSEABLE | [5 empty] | M183.PPC3151SWBTO |  |  | https://atenlab88.sharepoint.com/:f:/s/B/Eph10ivct7hDouXtE9TwzVEB242-6PvLDRlOdY_Gi7NIRQ?e=AKHb9s
有庫存, 未安裝 | 3 | 30 | M581.2525.B.E04..步進驅動 | [6 empty] | 400 | 2 | 200 | 0 |  |  | #UNPARSEABLE | [5 empty] | M183.PPC3151SWBTO |  |  | https://atenlab88.sharepoint.com/:f:/s/B/Eph10ivct7hDouXtE9TwzVEB242-6PvLDRlOdY_Gi7NIRQ?e=AKHb9s
BILL桌上 | 3 | 30 | M581.2525.B.E05..電源供應器85D | [6 empty] | 200 | 1 | 200 | 0 |  |  | #UNPARSEABLE
集貨, 未安裝 | 3 | 31 | M581.2525.B.E06..USB 延長接口 | [5 empty] | 1.5m長, 單口USB3.0 | 234 | 2 | 117 | 0 |  |  | #UNPARSEABLE |  |  |  |  | https://item.taobao.com/item.htm?abbucket=17&id=706398442249&ltk2=17530803146118hauwzze7257sacvawcda7&ns=1&priceTId=2100c81d17530802374863501e0a44&skuId=4963495220832&spm=a21n57.1.item.44&utparam=%7B%22aplus_abtest%22%3A%2264641481475c947e3c01cebb55e5e707%22%7D&xxc=taobaoSearch
|  | 32 | M581.2525.B.C01..上軸管 | [5 empty] | D35xd36XL823.6mm 4.5厚 | 5407 | 1 | 5407 | 0 |  |  | #UNPARSEABLE
|  | 33 | M581.2525.B.C02..下軸管 | [5 empty] | D35xd36XL873mm 4.5厚 | 5407 | 1 | 5407 | 0 |  |  | #UNPARSEABLE
烤漆影響安裝 |  | 34 | M581.2525.B.M01..複合式軸承-門扇 | [5 empty] | D56.6xd35xh22.2mm,[RAX735] | 348 | 4 | 87 | 0 |  |  | #UNPARSEABLE |  |  |  |  | https://item.taobao.com/item.htm?abbucket=17&id=638647975628&ltk2=1753079931637rqdwg9d69kixf45cub2d&ns=1&priceTId=2100c81d17530799114625100e0a44&skuId=4789818147781&spm=a21n57.1.item.17&utparam=%7B%22aplus_abtest%22%3A%22f6cf6936c18e1916db7039fd7b1a8505%22%7D&xxc=taobaoSearch |  |  |  | https://atenlab88.sharepoint.com/:f:/s/B/EnnN5tKtm29EohTZdZthd60BEmoLyEhDdp1lhtsyCPKu8g?e=e9OIVH
烤漆影響安裝 |  | 35 | M581.2525.B.M02..複合式軸承-門座 | [5 empty] | D50.5xd30xh22.2mm,[RAX730] | 428 | 4 | 107 | 0 |  |  | #UNPARSEABLE |  |  |  |  | https://item.taobao.com/item.htm?abbucket=17&id=638647975628&ltk2=1753079931637rqdwg9d69kixf45cub2d&ns=1&priceTId=2100c81d17530799114625100e0a44&skuId=4789818147783&spm=a21n57.1.item.17&utparam=%7B%22aplus_abtest%22%3A%22f6cf6936c18e1916db7039fd7b1a8505%22%7D&xxc=taobaoSearch |  |  |  | https://atenlab88.sharepoint.com/:f:/s/B/EnnN5tKtm29EohTZdZthd60BEmoLyEhDdp1lhtsyCPKu8g?e=e9OIVH
|  | 36 | M581.2525.B.M03..門軸指針座 | [5 empty] | D50.5xd30xh22.2mm,[NITCN-30*46*15【铝-双孔】] | 54 | 2 | 27 | 0 |  |  | #UNPARSEABLE |  |  |  |  | https://detail.tmall.com/item.htm?id=643440816155&pisk=gffqfXMy9Cj7Qbxvn_OZYIVpx8AvICrQ01t6SNbMlnxchNYM_gj_kn_gDG5wqgubDtt6_GSNbnsNWrLMjGjwftw7OZQv6CqQRWNCkMdJyNsqsF0uSeTKIz9caZGQNCqQAWMSrKEXsGwfVX0oEeKkoFcDmzlkJeAMoFYgz3YwJAmcjG4rqe8ioFvmsabk2eGiihxGr4Y6REDDoGbuzFKkjCvcjaDMFZbia3J0rOhP-_w6EK-ho3lFJ_8DFxQ24XcFaTJ2xXtrsffyuN-9Mzc0T3XfIsOliu09ZwB5mURUgDLVEwRDuGFKMIbhrOvV_RgpXT7ldLW-lPKOaafcIan4jUBGcQxljmrWytjVZd57WW_Dge7wdTaiL36Gy_JPgJg9ys_GMpO39mx1Fw5w71ETaM7GJOvP_mSPNcLkxj5O3cDwnULyAzzrqwO2dHStbFMtBLApzHaLJAH9nMYyAyUKBApxZU-QJyC..&pvid=a3b818bf-7572-4a7b-ab7f-07eb34a1ef30&scm=1007.55993.422959.0&skuId=4970991464181&spm=tbpc.mytb_index.repurchaseitem.d1&xxc=home_recommend |  |  |  | https://atenlab88.sharepoint.com/:f:/s/B/EnnN5tKtm29EohTZdZthd60BEmoLyEhDdp1lhtsyCPKu8g?e=e9OIVH
|  | 37 | M581.2525.B.M04..推桿滾珠軸承 | [5 empty] | D19xs6x厚度6mm | 136 | 8 | 17 | 0 |  |  | #UNPARSEABLE |  |  |  | https://item.taobao.com/item.htm?abbucket=13&id=695968368572&ltk2=1753670961881dgx3od1raawfayo1dltmdl&ns=1&spm=a21n57.1.hoverItem.1&utparam=%7B%22aplus_abtest%22%3A%22e5a50336ab78a047d22ab1b16d4e625a%22%7D&xxc=taobaoSearch&skuId=5109812410860 |  |  |  |  | https://atenlab88.sharepoint.com/:f:/s/B/EnnN5tKtm29EohTZdZthd60BEmoLyEhDdp1lhtsyCPKu8g?e=e9OIVH
|  | 38 | M581.2525.B.X01..M6xL10 | [5 empty] | 含墊片螺帽, (S06+S03+S05)-21, (S03+S10)-4, (S03+S15)-4, (S03+S11)-4, (S03+S01)-5, (S13+S06+S10)-6, (S11+S03)-4, (S04+S07+S05)-21,(S03+S15)-4, (S03+S11)-4, (S02+S04)-5, (S14+S07+S10)-6, (S12+S04)-8, | 460 | 92 | 5 | 0 |  |  | #UNPARSEABLE | [8 empty] | https://atenlab88.sharepoint.com/:f:/s/B/EnnN5tKtm29EohTZdZthd60BEmoLyEhDdp1lhtsyCPKu8g?e=e9OIVH
|  | 39 | M581.2525.B.X02..M4xL10 | [5 empty] | 含墊片螺帽, (S03+E01)-8, , (S04+E01)-8, | 40 | 8 | 5 | 0 |  |  | #UNPARSEABLE | [8 empty] | https://atenlab88.sharepoint.com/:f:/s/B/EnnN5tKtm29EohTZdZthd60BEmoLyEhDdp1lhtsyCPKu8g?e=e9OIVH
|  | 40 | M581.2525.B.X03..M3xL5 | [5 empty] | 含墊片螺帽, (S03+E02)-8, (E02+S04)-8, (E01+S08+S09+S28)-16,(E02+S025)-2, (E02+S24)-2 | 180 | 36 | 5 | 0 |  |  | #UNPARSEABLE | [8 empty] | https://atenlab88.sharepoint.com/:f:/s/B/EnnN5tKtm29EohTZdZthd60BEmoLyEhDdp1lhtsyCPKu8g?e=e9OIVH
|  | 41 | M581.2525.B.X04..M8xL10 | [5 empty] | 含墊片螺帽, (S06+C01)-5, (S24+A.S05+A.S28)-3, (S25+A.S05.S06+A.S26.S27)-4, (M03+C02+S27)-2, (M03+C01+S27)-2, (S24+A.S06+A.S25)-3, (S22+S23+A.S05.S06+A.S25.S26.S27.S28)-16 | 160 | 32 | 5 | 0 |  |  | #UNPARSEABLE | [8 empty] | https://atenlab88.sharepoint.com/:f:/s/B/EnnN5tKtm29EohTZdZthd60BEmoLyEhDdp1lhtsyCPKu8g?e=e9OIVH
|  | 42 | M581.2525.B.X05..M5xL20 | [5 empty] | 含墊片螺帽, (S15+E03)-4 | 20 | 4 | 5 | 0 |  |  | #UNPARSEABLE | [8 empty] | https://atenlab88.sharepoint.com/:f:/s/B/EnnN5tKtm29EohTZdZthd60BEmoLyEhDdp1lhtsyCPKu8g?e=e9OIVH
|  | 43 | M581.2525.B.X06..M3xL8 | [5 empty] | 含墊片螺帽, (S01+E06)-4, (S19+A.S07)-4, (S21+A.S01)-4 | 60 | 12 | 5 | 0 |  |  | #UNPARSEABLE | [8 empty] | https://atenlab88.sharepoint.com/:f:/s/B/EnnN5tKtm29EohTZdZthd60BEmoLyEhDdp1lhtsyCPKu8g?e=e9OIVH
|  | 44 | M581.2525.B.X07..皿頭M5xL10 | [5 empty] | 含墊片螺帽, (A.M02+S19+S20+S21)-16 | 80 | 16 | 5 | 0 |  |  | #UNPARSEABLE | [8 empty] | https://atenlab88.sharepoint.com/:f:/s/B/EnnN5tKtm29EohTZdZthd60BEmoLyEhDdp1lhtsyCPKu8g?e=e9OIVH
|  | 45 | M581.2525.B.X08..M6xL40 | [5 empty] | 含墊片-4, 螺帽-1 | 20 | 4 | 5 | 0 |  |  | #UNPARSEABLE | [8 empty] | https://atenlab88.sharepoint.com/:f:/s/B/EnnN5tKtm29EohTZdZthd60BEmoLyEhDdp1lhtsyCPKu8g?e=e9OIVH
請採購作業執行 WR-10/12/15/19/28 與Sean溝通 | 1 | 3 | M581.2525.C..RF system | [5 empty] | 報價單內容 1 : -SMA Jack to bulkhead Jack x 4 (up to 18GHz) -3.5mm SMA Jack to bulkhead Jack x 2 (up to 34GHz) -2.92mm SMA Jack to bulkhead Jack x 2 (up to 46GHz) -2.4mm SMA Jack to bulkhead Jack x 2 (up to 50GHz) -1.85mm SMA Jack to bulkhead Jack x 2 (up to 67GHz) -1.35mm SMA Jack to bulkhead Jack x 2 (up to 90GHz) -1.0mm SMA Jack to bulkhead Jack x 2 (up to 110GHz) -1" Waveguide tube for extension cable through x 1 | 902238 | 1 | 902238 |  |  |  | #UNPARSEABLE |  |  |  |  | 報價單內容 2 : AT-H24 Dual Polarization Ridge Horn (5 -67GHz) AT-H16 Single Polarization Corrugated Horn (60 -90GHz) AT-H17 Single Polarization Corrugated Horn (75 -110GHz) AT-H33 Double Ridge Horn Antenna for calibration (5 -67GHz) AT-H36 Single Polarization Corrugated Horn (60 -90GHz) AT-H37 Single Polarization Corrugated Horn (75 -110GHz)
| 1 | 1 | M581.2525.C.B01..M582.2511..R2路經切換器 | [5 empty] | 報價單內容: FM-S12 Measurement System with switching box -Rotary Joint: DC - 67GHz -Coaxial connector: 1.85mm -RF switching box for polarization and 2 function selection -Path frequency: DC - 67GHz -RF Cable set | 103000 | 1 | 103000 | 0 |  |  | 11.42%
| 1 | 1 | M581.2525.C.B02..M587.2513..多饋源天線架 R2 | [5 empty] | 報價單內容: AE-P76 Automatic Sliding Feed Positioner -2 axis positioner: Polarization/ X-Axial -Polarization: 0°/ 90° with accuracy 0.5° -Feed antenna Q'ty: 5 antennas | 16288 | 1 | 16288 | 0 |  |  | 1.805%
P已集貨 | 3 | 1 | M581.2525.C.A01..反射面 | [6 empty] | 35000 | 1 | 35000 | #INVALID OPERATION |  |  | 3.879% | [5 empty] | M553.J103 |  |  | https://atenlab88.sharepoint.com/:f:/s/B/EiNmUfCzHbZKokbq-mdUBUMBPpV-4waSI7VzXkRUx-aqfQ?e=95g4yF
客供料 | 2 |  | M581.2525.C.A03..LNA_50-75GHz, WR-15 | [5 empty] | 50-75GHz, 接天線後面的放大器 型號: SBL-5037533550-1515-E1, 品牌: ERAVANT | 0 | 1 | 0 | 0 |  |  | 0%
確定是 客戶提供或是十大報價提供 | 2 |  | M581.2525.C.A04..Waveguide to Coaxial adaptor_WR-15 to 1.0mm (F),End Launch | [5 empty] | 50-75GHz, 放大器和RF cable之間對接 | 37197 | 1 | 37197 | 0 |  |  | 4.123%
確定是 客戶提供或是十大報價提供 | 2 |  | M581.2525.C.A05..RF Cable_1.0mm(F) to 1.0mm(M), L = 110CM | [5 empty] | 50-75GHz, 放大器和頻譜儀對接 | 26167 | 1 | 26167 | 0 |  |  | 2.9%
集貨 | 3 |  | M581.2525.C.A07..Waveguide to Coaxial adaptor_WR-28 to 2.92mm (F),End Launch | [5 empty] | 24-40GHz, 接在饋源天線上屁股端 | 10227 | 1 | 10227 | 0 |  |  | 1.134% |  |  |  | https://atenlab88.sharepoint.com/:f:/s/B/EoFQ8t48JJJKlK1ep-Pft_kBL8FIqVwN9DBSGxGmjmWW0w?e=13tbrb | USD 329 | M124.28WECAKCu
集貨 | 3 |  | M581.2525.C.A08..Waveguide to Coaxial adaptor_WR-28 to 2.92mm (F),Right angle | [5 empty] | 24-40GHz, 接在饋源天線上側面端 | 9297 | 1 | 9297 |  |  |  | 1.03% |  |  |  | https://atenlab88.sharepoint.com/:f:/s/B/EmIW-7tsIuNOiZ77JiuMBgwBDc5y3S7b0CZ-mjy2Ujnnpg?e=M1lfvm | USD 299 | M124.28WCAKCu
集貨 | 3 |  | M581.2525.C.A09..RF Cable_2.92mm(M) to 2.92mm(M), L = 30CM | [5 empty] | 24-40GHz, 接在饋源天線和40GHz SPDT之間 | 6394 | 2 | 3197 |  |  |  | 0.7087% |  |  |  | https://atenlab88.sharepoint.com/:f:/s/B/EgNf63XTU7xIt21C-Mp04ZcBr0WKyLPvBiPd1tr7wwOPQw?e=qhwGKc |  | M558.D443.30
集貨 | 3 |  | M581.2525.C.A10..SPDT_40GHz 2.92mm(F) | [5 empty] | 24-40GHz, 饋源天線極化切換 | 12000 | 1 | 12000 |  |  |  | 1.33% |  |  |  | https://atenlab88.sharepoint.com/:f:/s/B/EpixsKYDu1JMoQF6JKlRecMB1MchKDhwrFHyORvUc_MY3g?e=Bz7fUR | USD310 | M555.R106
集貨 | 3 |  | M581.2525.C.A11..RF Cable_2.92mm(M) to 2.92mm(M), L = 15CM | [5 empty] | 24-40GHz, 接在40GHz SPDT和40GHz LNA之間 | 2977 | 1 | 2977 |  |  |  | 0.33% |  |  |  | https://atenlab88.sharepoint.com/:f:/s/B/EoPlLE-L-bNNhq9y-lySgMoBnrJ877VR1t-w4mUjrCDB_Q?e=0mQRgT |  | M558.D443.15
客供料 | 2 |  | M581.2525.C.A12..LNA_24-40GHz, 2.92mm(F) | [5 empty] | 24-40GHz, 接天線後面的放大器 型號: SBL-1834034030-KMKF-S1, 品牌: ERAVANT | 0 | 1 | 0 |  |  |  | 0%
集貨 | 3 |  | M581.2525.C.A13..RF Cable_1.85mm(M) to 2.92mm(M), L = 15CM | [5 empty] | 24-40GHz, 接在40GHz LNA和67GHz LNA之間 | 3127 | 1 | 3127 |  |  |  | 0.3466% |  |  |  | https://atenlab88.sharepoint.com/:f:/s/B/Ei_SH61MkHtNq2QDzyM9KUsBC4nFVqa5fZ7erJE3sVR4qQ?e=b9nRw4 |  | M558.I463.15
S已集貨 | 3 |  | M581.2525.C.A14..SPDT_67GHz 1.85mm(F) | [5 empty] | 24-40GHz及40-60GHz, 兩組迴路的切換 | 66037 | 1 | 66037 |  |  |  | 7.319%
確定是 客戶提供或是十大報價提供 | 2 |  | M581.2525.C.A15..RF Cable_1.85mm(F) to 1.85mm(M), L = 90CM | [5 empty] | 24-40GHz及40-60GHz, 從SPDT與頻譜儀對接 | 6977 | 1 | 6977 |  |  |  | 0.7733%
客供料 | 2 |  | M581.2525.C.A17..LNA_60GHz, WR-19 | [5 empty] | 40-60GHz, 接天線後面的放大器 型號: SBL-4036035050-1919-E1, 品牌: ERAVANT | 0 | 1 | 0 |  |  |  | 0%
確定是 客戶提供或是十大報價提供 | 2 |  | M581.2525.C.A18..Waveguide to Coaxial adaptor_WR-19 to 1.85mm (F),End Launch | [5 empty] | 40-60GHz, 放大器和RF cable之間對接 | 15497 | 1 | 15497 |  |  |  | 1.718%
確定是 客戶提供或是十大報價提供 設計時注意線長 30cm | 2 |  | M581.2525.C.A19..RF Cable_1.85mm(M) to 1.85mm(M), L = 30CM | [5 empty] | 40-60GHz, 接在60GHz LNA和67GHz SPDT之間 | 4657 | 1 | 4657 |  |  |  | 0.5162%
客供料 | 2 |  | M581.2525.C.A21..LNA_110GHz, WR-10 | [5 empty] | 75-110GHz, 接天線後面的放大器 型號: SBL-7531143550-1010-E1, 品牌: ERAVANT | 0 | 1 | 0 |  |  |  | 0%
集貨 | 3 |  | M581.2525.C.A22..RF Cable_SMA(M) to SMA(M), L = 80CM | [5 empty] | 75-110GHz, FS-Z110接到AP盤的鎖板接頭(內部) | 4814 | 2 | 2407 |  |  |  | 0.5336% |  |  |  | https://atenlab88.sharepoint.com/:f:/s/B/EhvEndugxEFEt3XG_-6aQusBN0FVk8XgNeFtzWFu4Vacvg?e=La6XbH |  | M558.A223.80
集貨 | 3 |  | M581.2525.C.A23..RF Adaptor_Bulkhead, SMA(F) | [5 empty] | 75-110GHz, AP盤的鎖板接頭,供FS-Z110接線 | 7594 | 2 | 3797 |  |  |  | 0.8417%
集貨 | 3 |  | M581.2525.C.A24..RF Cable_SMA(M) to SMA(M), L = 150CM | [5 empty] | 75-110GHz, FS-Z110從AP盤的鎖板接頭接到儀器(外部) | 2774 | 2 | 1387 |  |  |  | 0.3075% |  |  |  | https://atenlab88.sharepoint.com/:f:/s/B/EkTHnnRJky9LsHlJrYc_aPkBo9osCDui-AJ9HEFEJ8XUNw?e=TOR5p3 |  | M558.A223.150
確定是 客戶提供或是十大報價提供 | 2 |  | M581.2525.C.A25..Waveguide to Coaxial adaptor_WR-10 to 1.0mm (F),End Launch | [5 empty] | 75-110GHz(V3050A), 放大器後端轉成同軸 | 37197 | 1 | 37197 |  |  |  | 4.123% |  |  |  |  | 庫存有Right Angle的,目前裝在SGH上面
確定是 客戶提供或是十大報價提供 | 2 |  | M581.2525.C.A26..RF Cable_1.0mm(F) to 1.0mm(M), L = 60CM | [5 empty] | 75-110GHz(V3050A), 放大器和V3050A對接 | 50000 | 1 | 50000 |  |  |  | 5.542%
確定是 客戶提供或是十大報價提供 | 2 |  | M581.2525.C.A27..RF Adaptor_1.85mm (M) to 1.0mm (F) | [5 empty] | 24-60GHz經由67GHz SPDT出來的1.85mm Cable, 最終轉1.0mm和V3050A對接 | 10000 | 1 | 10000 |  |  |  | 1.108%
集貨 | 3 |  | M581.2525.C.A28..SGH Antenna 24-40GHz, WR-28 | [5 empty] | 24-40GHz校驗, 標準增益天線 | 18597 | 1 | 18597 |  |  |  | 2.061% |  |  |  | https://atenlab88.sharepoint.com/:f:/s/B/EmCtf-bwRqdNoASKofZOi0UBe5XRvOfkRmCKjTRTiJYSHw?e=dCuZVy | USD 599.9 | M121.LB2820A
集貨 | 3 |  | M581.2525.C.A29..Waveguide to Coaxial adaptor_WR-28 to 2.92mm (F),End Launch | [5 empty] | 24-40GHz校驗, 天線轉同軸 | 10227 | 1 | 10227 |  |  |  | 1.134% |  |  |  | https://atenlab88.sharepoint.com/:f:/s/B/EoFQ8t48JJJKlK1ep-Pft_kBL8FIqVwN9DBSGxGmjmWW0w?e=0RnlO9 | USD329.9 | M124.28WECAKCu
確定是 客戶提供或是十大報價提供 | 2 |  | M581.2525.C.A30..RF Adaptor_1.85mm(F) to 2.92mm(M) | [5 empty] | 24-40GHz校驗及Passive測試, 標準增益天線 | 2500 | 1 | 2500 |  |  |  | 0.2771%
集貨 | 3 |  | M581.2525.C.A31..RF Cable_1.85mm(F) to 1.85mm(M), L = 200CM | [5 empty] | 24-40,40-60,50-75GHz 校驗, 從Isolator接到SG | 7157 | 1 | 7157 |  |  |  | 0.7932% |  |  |  | https://atenlab88.sharepoint.com/:f:/s/B/EsgJAzOC7M1Botmfc_jXuTgBTpjsyaulZw7YLz10wbUQqg?e=SVRuI8 |  | M558.I662.200
集貨 | 3 |  | M581.2525.C.A32..SGH Antenna 40-60GHz, WR-19 | [5 empty] | 40-60GHz校驗, 標準增益天線 | 15497 | 1 | 15497 |  |  |  | 1.718% |  |  |  | https://atenlab88.sharepoint.com/:f:/s/B/EkCa_jDkUuJAo90LLFvjTa0BN6R7IS1kvwpZ27Lw2Jjp2Q?e=8IHl5q | USD 499.9 | M121.LB1920A
確定是 客戶提供或是十大報價提供 | 2 |  | M581.2525.C.A33..Waveguide to Coaxial adaptor_WR-19 to 1.85mm (F),End Launch | [5 empty] | 40-60GHz校驗, 天線轉同軸 | 15497 | 1 | 15497 |  |  |  | 1.718%
集貨 | 3 |  | M581.2525.C.A34..SGH Antenna 50-75GHz, WR-15 | [5 empty] | 50-75GHz校驗, 標準增益天線 | 14567 | 1 | 14567 |  |  |  | 1.615% |  |  |  | https://atenlab88.sharepoint.com/:f:/s/B/Ev0dzu2sBK5Kn52nThPt8V4BKvZoP87qs3koBsaNKcMPiA?e=nYME0A | USD 469.9 | M121.LB1520A
不需要,天線直接接SMZ75(WR-15) | 4 |  | M581.2525.C.A35..Waveguide to Coaxial adaptor_WR-15 to 1.85mm (F),End Launch | [5 empty] | 50-75GHz校驗, 天線轉同軸 | 0 | 1 |  |  |  |  | 0%
集貨 | 3 |  | M581.2525.C.A36..SGH Antenna 75-110GHz, WR-10 | [5 empty] | 75-110GHz校驗, 標準增益天線 | 14567 | 1 | 14567 |  |  |  | 1.615% |  |  |  | https://atenlab88.sharepoint.com/:f:/s/B/EqxcLnMTv-JEi6ZI38IiX8cB-1PC8AzqcaqkSGZJQpZD0g?e=PXALiI | USD 469.9 | M121.LB1020C1.0F
不需要,天線直接接STE-SF610-00-S1(WR-10) | 4 |  | M581.2525.C.A37..Waveguide to Coaxial adaptor_WR-10 to 1.0mm (F),End Launch | [5 empty] | 90-110GHz校驗, 天線轉同軸 待確認,因為可能是直接接Convertor,然後SMA接出來 | 0 | 0 |  |  |  |  | 0%
不需要,天線直接接STE-SF610-00-S1(WR-10) | 4 |  | M581.2525.C.A38..RF Cable_1.0mm(F) to 1.0mm(M), L = ??CM | [5 empty] | 90-110GHz校驗, 天線接到SG 待確認,因為可能是直接接Convertor,然後SMA接出來 | 0 | 0 |  |  |  |  | 0%
由客戶提供 | 4 |  | M581.2525.C.A39..RF Cable_SMA(M) to SMA(M), L = ??CM | [5 empty] | 90-110GHz校驗, Convertor接到SG 待確認,因為可能是1.0mm從天線直接接SG | 0 | 0 |  |  |  |  | 0%
集貨 | 3 |  | M581.2525.C.A47..RF Cable_1.85mm(M) to 1.85mm(M) , L = 100CM | [5 empty] | Passive 24-40GHz, 旋轉接頭(Theta)到鎖板接頭 | 6687 | 1 | 6687 |  |  |  | 0.7412% |  |  |  | https://atenlab88.sharepoint.com/:f:/s/B/EiBh78Jdz39HlEtbsSonzjgBzKsDiKawEdvxE742swnhEw?e=qfy4uE |  | M558.I443.100
集貨 | 3 |  | M581.2525.C.A46..RF Cable_1.85mm(M) to 1.85mm(M) , L = 50CM | [5 empty] | Passive, 天線到旋轉接頭(Phi) | 6507 | 1 | 6507 |  |  |  | 0.7212% |  |  |  | https://atenlab88.sharepoint.com/:f:/s/B/EoofVJ4Cr8tPloAuoParGM8BeXY_Tv0VFTvmcn-Xa3F9lA?e=gbKsjz |  | M558.I443.50
集貨 | 3 |  | M581.2525.C.A48..RF Cable_1.85mm(M) to 1.85mm(M) , L = 120CM | [5 empty] | Passive 24-40GHz, 旋轉接頭(Theta)到鎖板接頭 | 6807 | 1 | 6807 |  |  |  | 0.7545% |  |  |  | https://atenlab88.sharepoint.com/:f:/s/B/EshjUxyr019Et5RLBcZPojYBMpNM_E3OgvT-oPbk7ftzBw?e=p01oy8 |  | M558.I443.120
集貨 | 3 |  | M581.2525.C.A49..RF Cable_1.85mm(F) to 1.85mm(M) , L = 150CM | [5 empty] | Passive 24-40GHz, 鎖板接頭外到儀器端 | 6977 | 1 | 6977 |  |  |  | 0.7733% |  |  |  | https://atenlab88.sharepoint.com/:f:/s/B/EjJalVjzQ8VNsjlOxlBn7y0BIx2mJWtt2Xgt6COnGiQ8sg?e=E6aSZH |  | M558.I662.150
集貨 | 3 |  | M581.2525.C.A50..RF Adaptor_Bulkhead, 1.85mm(F) | [5 empty] | Passive 24-67GHz, 鎖板接頭 | 2417 | 1 | 2417 |  |  |  | 0.2679%
集貨 | 3 |  | M581.2525.C.A51..Rotary Joint_2.4mm (F),2.4mm (F) | [5 empty] | Passive 24-50GHz, 同軸旋轉接頭(Theta),超頻使用到60GHz | 219338 | 2 | 109669 |  |  |  | 24.31%
集貨 | 3 |  | M581.2525.C.A56..RF Adaptor_1.85mm(M) to 2.92mm(F) | [5 empty] | Link Antenna 24-40G 1.85mm(F) 的Cable接到8000A, 轉接頭 | 1857 | 1 | 1857 |  |  |  | 0.2058% |  |  |  | https://atenlab88.sharepoint.com/:f:/s/B/EitllGU26G5El0kkyri_IWQBTI0FYXk-qc483L7je6FnSw?e=HZCv9n |  | M123.JA1812925S0SK
集貨 | 3 |  | M581.2525.C.A57..SGH Antenna 24-40GHz, WR-28 | [5 empty] | Link Antenna 24-40G | 18007 | 1 | 18007 |  |  |  | 1.996% |  |  |  | https://atenlab88.sharepoint.com/:f:/s/B/EmCtf-bwRqdNoASKofZOi0UBe5XRvOfkRmCKjTRTiJYSHw?e=dCuZVy | USD 599.9 | M121.LB2820A
集貨 | 3 |  | M581.2525.C.A58..Waveguide to Coaxial adaptor_WR-28 to 2.92mm (F),End Launch | [5 empty] | Link Antenna 24-40G , 天線轉同軸 | 0 | 1 |  |  |  |  | 0% |  |  |  | https://atenlab88.sharepoint.com/:f:/s/B/EoFQ8t48JJJKlK1ep-Pft_kBL8FIqVwN9DBSGxGmjmWW0w?e=0RnlO9 |  | M124.28WECAKCu
集貨 | 3 |  | M581.2525.C.A59..RF Adaptor_1.85mm(F) to 2.92mm(M) | [5 empty] | Link Antenna 24-40G 1.85mm(M) 的Cable接到Link 天線(2.92mmF) | 1857 | 1 | 1857 |  |  |  | 0.2058% |  |  |  | https://atenlab88.sharepoint.com/:f:/s/B/EjJTcDLKXptJn3xIC9Fi8CABTgKpI1z7_HPrjyFb8wiiBg?e=Hvdc6q |  | M123.JA1822925S0SKC
集貨 | 3 |  | M581.2525.C.A52..RF Cable_SMA(M) to SMA(M) , L = 100CM | [5 empty] | Link Antenna Sub-6G,天線到鎖板接頭 | 2607 | 1 | 2607 |  |  |  | 0.2889% |  |  |  | https://atenlab88.sharepoint.com/:f:/s/B/EpyuoM1qnARHmUs3q3A91h4B0Abzhics0q5ns_PbB0wg1Q?e=K1oPGg |  | M558.A223.100
集貨 | 3 |  | M581.2525.C.A53..RF Cable_SMA(M) to SMA(M) , L = 150CM | [5 empty] | Link Antenna Sub-6G,鎖板接頭到儀器 | 3107 | 1 | 3000 |  |  |  | 0.3444% |  |  |  | https://atenlab88.sharepoint.com/:f:/s/B/EkTHnnRJky9LsHlJrYc_aPkBo9osCDui-AJ9HEFEJ8XUNw?e=TOR5p3 |  | M558.A223.150
集貨 | 3 |  | M581.2525.C.A54..RF Adaptor_Bulkhead, SMA(F) | [5 empty] | Link Antenna Sub-6G, | 0 | 1 |  |  |  |  | 0%
集貨 | 3 |  | M581.2525.C.A55..Link Antenna 0.7-6 GHz, SMA(F) | [5 empty] | Link Antenna Sub-6G | 0 | 1 |  |  |  |  | 0% | [5 empty] | M566.P301.01 M557.M294
集貨 | 3 |  | M581.2525.C.A40..RF Adaptor_Bulkhead, SMA(F) | [5 empty] | 報價單需要 | 0 | 1 |  |  |  |  | 0%
集貨 | 3 |  | M581.2525.C.A41..RF Adaptor_Bulkhead, 2.92mm (F) | [5 empty] | 報價單需要 | 0 | 2 |  |  |  |  | 0%
集貨 | 3 |  | M581.2525.C.A41..RF Adaptor_Bulkhead, 1.0mm (F) | [5 empty] | 報價單需要 | 0 | 2 |  |  |  |  | 0%
釐清需求 | 2 |  | M581.2525.C.AXX..SGH Antenna 50-75GHz, WR-15 | [5 empty] | Link Antenna 50-75GHz | 0 | 1 |  |  |  |  | 0%
釐清需求 | 2 |  | M581.2525.C.AXX..Waveguide to Coaxial adaptor_WR-15 to 1.0mm (F),End Launch | [5 empty] | Link Antenna 50-75GHz, 天線轉同軸 | 0 | 1 |  |  |  |  | 0%
釐清需求 | 2 |  | M581.2525.C.AXX..RF Cable_1.0mm(F) to 1.0mm(M), L = ??CM | [5 empty] | Link Antenna 50-75GHz, 天線接V3050A | 0 | 1 |  |  |  |  | 0%
客供料 | 2 |  | M581.2525.C.AXX..LNA_75GHz, WR-15 | [5 empty] | Link Antenna 50-75GHz, 接天線後面的放大器 型號: 15LA500750N3316, 廠牌: A-INFO | 0 | 1 | 0 |  |  |  | 0%
釐清需求 | 2 |  | M581.2525.C.AXX..RF Cable_SMA(M) to SMA(M), L = ??CM | [5 empty] | Link Antenna, 天線接FS-Z110,SMA接到內部鎖板接頭 | 0 | 2 |  |  |  |  | 0%
釐清需求 | 2 |  | M581.2525.C.AXX..RF Adaptor_Bulkhead, SMA(F) | [5 empty] | Link Antenna, 走IF和LO的鎖板接頭 | 240 | 2 | 120 |  |  |  | 0.0266%
釐清需求 | 2 |  | M581.2525.C.AXX..RF Cable_SMA(M) to SMA(M), L = ??CM | [5 empty] | Link Antenna, 天線接FS-Z110,SMA接到內部鎖板接頭 | 0 | 2 |  |  |  |  | 0%
釐清需求 | 2 |  | M581.2525.C.AXX..SGH Antenna 60-90GHz, WR-12 | [5 empty] | Link Antenna, FS-Z110接頻譜儀,外部鎖板接頭到頻譜儀 | 0 | 1 |  |  |  |  | 0%
釐清需求 | 2 |  | M581.2525.C.AXX..Waveguide to Coaxial adaptor_WR-12 to 1.0mm (F),End Launch | [5 empty] | Link Antenna, 天線轉同軸 | 0 | 1 |  |  |  |  | 0%
釐清需求 | 2 |  | M581.2525.C.AXX..RF Cable_1.0mm(F) to 1.0mm(M), L = ??CM | [5 empty] | Link Antenna, 天線接V3050A | 0 | 1 |  |  |  |  | 0%
客供料,確認型號 | 1 |  | M581.2525.C.AXX..LNA_90GHz, WR-12 | [5 empty] | 75-110GHz, 接天線後面的放大器 | 0 | 1 | 0 |  |  |  | 0%
安裝 | 3 |  | M581.2525.C.B01..Feed Antenna_50-75GHz, single pol., WR-15 | [5 empty] | 50-75GHz, 單極化饋源喇叭天線 | 15000 | 1 | 15000 | 0 |  |  | 1.663%
安裝 | 3 |  | M581.2525.C.B02..Feed Antenna_24-40GHz, dual pol., WR-28 | [5 empty] | 24-40GHz, 雙極化饋源喇叭天線 | 15000 | 1 | 15000 | 0 |  |  | 1.663%
安裝 | 3 |  | M581.2525.C.B03..Feed Antenna_75-110GHz, single pol., WR-10 | [5 empty] | 75-110GHz, 單極化饋源喇叭天線 | 15000 | 1 | 15000 |  |  |  | 1.663%
安裝 | 3 |  | M581.2525.C.B04..Feed Antenna_40-60GHz, single pol., WR-19 | [5 empty] | 40-60GHz, 單極化饋源喇叭天線 | 15000 | 1 | 15000 |  |  |  | 1.663%
需要逐一更新確認,項次都是Copy過來的, 改到A | 3 | 3 | M581.2525.D..控制系統 | [6 empty] | 35649 | 1 | 35649 |  |  |  | 2.001% |  |  |  |  | -CPU: Intel Core i5 -OS: Windows 10 Enterprise 64 bit -Hard Drive:1TB HDD -RAM:16GB DDR4 -Microsoft Excel -24" Monitor -Mouse + keyboard -GPIB card
確認需求填寫 | 2 | 55 | M581.2521.A.E02..緊急開關按鈕1開1閉 | [5 empty] | XB2, 大元寶, 1開1閉 | 137 | 1 | 137 | 0 |  |  | #UNPARSEABLE |  |  |  |  | https://item.taobao.com/item.htm?app=chrome&bxsign=scdv2TxiwJPf1IY8majc1WgFQXCtSqw4lDhscX2-JFouoTBhh2eZyWq0BXzx5hntOJS19L_jhRESK5MbzzNwoKNMvNixepghZDKIsJAQkcZq_evqZ8INpgfhgCe_uD-27x0&cpp=1&id=598363164963&price=26.2&shareUniqueId=32066712125&share_crt_v=1&shareurl=true&short_name=h.hcFcwMiuTy4l5XE&skuId=4342031878586&sourceType=item&sp_tk=WlVmQlZ0QVdNQ3k%3D&spm=a2159r.13376460.0.0&suid=D8332D56-3BC9-4D31-A051-222C6F62E35B&tbSocialPopKey=shareItem&tk=ZUfBVtAWMCy&un=d8dc4b85e372787fc167bfea3760f861&un_site=0&ut_sk=1.UsEAp%2044oNoDACp6uEjXmcav_21380790_1750144843006.systemSharePanel.1&wxsign=tbwUFHWCKeQSpdc62JQwTH-uJ6KQkz5I02Y5eej4VxvoeJbgtXjn3JL6K_LkcaPzRs6igA0Ye3N28uh8HnTqGyeEv4kLr2w7lOoVhDUCf5wY1Z-2frQiGGHtMhbGi70hPkL
確認需求填寫 | 2 | 56 | M581.2521.A.E03..柱狀顯示燈 | [5 empty] | 有聲24V折疊款 | 117 | 1 | 117 | 0 |  |  | #UNPARSEABLE |  |  |  |  | https://item.taobao.com/item.htm?abbucket=8&detail_redpacket_pop=true&id=704511681152&ltk2=17501461347219m4zwh29slrtp1pnd3ldm&ns=1&priceTId=2100c89517501461125994620e09cf&query=%E6%8C%87%E7%A4%BA%E7%87%88&skuId=5804457809924&spm=a21n57.1.hoverItem.2&utparam=%7B%22aplus_abtest%22%3A%229aa13b3a799e642c307f3f1ad8c30a0d%22%7D&xxc=taobaoSearch
確認需求填寫 | 2 | 57 | M581.2521.A.E04..近接開關 | [6 empty] | 157 | 1 | 157 | 0 |  |  | #UNPARSEABLE |  |  |  |  | https://detail.tmall.com/item.htm?_u=r1otmo2v7116&id=651945315380&pisk=g9C_OMGBDcmstfOxld4EOpQCvfRXlyPzMqTArZhZkCd9hjQNVEl23RYjGH_8Shy0Ii6CDMvwXnJ2GEsyxNl4SNzbGZQJXIWwbEIFcMDNbs-VYS_lVdlNksuGKg7-_1yMgjOMiIEz47PyINADMelwvRnipUT8gEh9XCAK4hgae7PPSwgwWz7LasWUiY8iHjIvBpnpSHnvkFIvpXLDvfLx6EnLRHxK6mhtBBKpkFHt6iLx9BLwyAh9BFKKJExpDIp9BeUBoHL9MIHOWkT3ChQ_7Z6fuq3jzxKKMjCB5pePKHINvr8XCrb6vjE8Qe9sQNKIMjCCpDE-Pheo8nAwjNL1m7cM6K6A_BCTvSdREM1XeQw4SdQfdiAN9rH92OSw31pIXALW1h9R6puj1NpAd6ON6oDl8wt9FBWUKlJ21G6kqde3xi_BbiC6pcZe0T7F6ps8YXsDhtCw91ELNgSoa3ZGixgBEjTB4yaInxDIX0_T9AY0zdLH8_zQRcMDBeYB4yaInxv9-eJzRyisn&skuId=4873242959986&spm=a1z09.2.0.0.12dd2e8dSuV0rj
確認需求填寫 | 2 | 58 | M581.2521.A.E05..電源供應器-300W, 24V, 12A | [5 empty] | 300W, 24V, 12A | 657 | 1 | 657 | 0 |  |  | #UNPARSEABLE
確認需求填寫 | 2 | 59 | M581.2521.A.E06..運動控制卡-6軸 | [6 empty] | 4997 | 1 | 4997 | 0 |  |  | #UNPARSEABLE
確認需求填寫 | 2 | 60 | M581.2521.A.E07..電源供應器-600W, 48V, 13A | [5 empty] | HRP-600-48 | 6014 | 2 | 3007 | 0 |  |  | #UNPARSEABLE |  |  |  |  | https://item.taobao.com/item.htm?abbucket=6&detail_redpacket_pop=true&id=718046389378&ltk2=1751025687706go1xm4z7m5fj7h86uy8mek&ns=1&priceTId=2100c89217510254236226854e0ef7&query=%E9%9B%BB%E6%BA%90%E4%BE%9B%E6%87%89%E5%99%A848V&skuId=5007655376874&spm=a21n57.1.hoverItem.5&utparam=%7B%22aplus_abtest%22%3A%22ab2da4efbbebe9d100997fe653743291%22%7D&xxc=taobaoSearch
確認需求填寫 | 2 | 61 | M581.2521.A.E08..WS16-10P 航空接頭母座帶線-50cm | [6 empty] | 1576 | 8 | 197 | 0 |  |  | #UNPARSEABLE |  |  |  |  | https://item.taobao.com/item.htm?id=892578514303&skuId=5907722598845&spm=a21m98.27004841
確認需求填寫 | 2 | 62 | M581.2521.A.E09..電源總開關- | [6 empty] | 87 | 1 | 87 | 0 |  |  | #UNPARSEABLE |  |  |  |  | https://item.taobao.com/item.htm?abbucket=8&detail_redpacket_pop=true&id=756166701373&ltk2=1750184273882ciox07248xbyzv0vfh1qs8&ns=1&priceTId=2100c88e17501842096775986e0ac6&query=%E9%9B%BB%E6%BA%90%E9%96%8B%E9%97%9C%20%E5%B8%B6%E7%87%88&skuId=5386600571149&spm=a21n57.1.hoverItem.17&utparam=%7B%22aplus_abtest%22%3A%22a174923ba4cf5d5eb15ab36225b823f5%22%7D&xxc=taobaoSearch
確認需求填寫 | 2 | 63 | M581.2521.A.E10..WS16-10P 航空接頭90公對180公-200cm | [6 empty] | 3256 | 8 | 407 | 0 |  |  | #UNPARSEABLE |  |  |  |  | https://item.taobao.com/item.htm?id=892578514303&spm=a21m98.27004841&skuId=5907722598721 下單備註：90度公 - 180度公 - 200cm - 10P
確認需求填寫 | 2 | 64 | M581.2521.A.E11..WS16-10P 航空接頭母座帶線-200cm | [6 empty] | 2056 | 8 | 257 | 0 |  |  | #UNPARSEABLE |  |  |  |  | https://item.taobao.com/item.htm?id=892578514303&skuId=5907722598847&spm=a21m98.27004841
確認需求填寫 | 2 | 65 | M581.2521.A.E12..RJ45-母座帶公線-200cm | [5 empty] | Comtrol-1, Tower lighting-1, Stop-1, Aux-1 | 47 | 1 | 47 | 0 |  |  | #UNPARSEABLE |  |  |  |  | https://item.taobao.com/item.htm?abbucket=6&detail_redpacket_pop=true&id=38343183504&ltk2=17510376108331yr35siis8p46medzawot9&ns=1&priceTId=2100c84717510376036962345e0a70&query=rj45%E6%AF%8D%E5%BA%A7%20%E5%B8%B6%E7%B7%9A&skuId=3769006704211&spm=a21n57.1.hoverItem.3&utparam=%7B%22aplus_abtest%22%3A%22d41e9ef74c2ea670a11140a9c9a28efb%22%7D&xxc=taobaoSearch
確認需求填寫 | 2 | 66 | M581.2521.A.E13..RJ45-母座有耳帶2.54杜邦接頭-30cm | [5 empty] | Tower lighting-1, Stop-1, Aux-2 | 148 | 4 | 37 | 0 |  |  | #UNPARSEABLE |  |  |  |  | https://item.taobao.com/item.htm?abbucket=6&detail_redpacket_pop=true&id=631883331322&ltk2=1751037953505jgt43xyr6s9zfiai4i3deb&ns=1&priceTId=2100c82617510379402998247e0a4d&query=rj45%E6%AF%8D%E5%BA%A7%20%E5%B8%B6%E8%80%B3&skuId=5551190145334&spm=a21n57.1.hoverItem.22&utparam=%7B%22aplus_abtest%22%3A%221c98b6156d2a0b6212c11fb2b4fe23db%22%7D&xxc=taobaoSearch
確認需求填寫 | 2 | 67 | M581.2521.A.E14..RJ45-母座耳帶-8P免焊 | [5 empty] | Tower lighting-1, Stop-1, Aux-2 | 100 | 2 | 50 | 0 |  |  | #UNPARSEABLE |  |  |  |  | https://detail.tmall.com/item.htm?detail_redpacket_pop=true&id=862505320485&ltk2=1751048690503l96cjc3bg5n0e9k77bnbl4i&ns=1&priceTId=2100c81e17510486743583775e0a1a&query=RJ45%20%E6%AF%8D%E5%BA%A7%E5%85%8D%E7%84%8A%20%E5%B8%B6%E8%80%B3&skuId=5850053095562&spm=a21n57.1.similarHoverItem.20&utparam=%7B%22aplus_abtest%22%3A%2224e0b7d43e5c9671a23603156ca577f2%22%7D&xxc=taobaoSearch
確認需求填寫 | 2 | 68 | M581.2521.A.E15..RJ45-公公3m cat6 | [5 empty] | Tower lighting-1, Stop-1 | 100 | 2 | 50 | 0 |  |  | #UNPARSEABLE
S已集貨 | 3 | 1 | M581.2525.C.E02..儀器​控制​介面卡GPIB | [5 empty] | 入庫要先確認功能 | 12000 | 1 | 12000 | 0 |  |  | #UNPARSEABLE | [5 empty] | M182.GPIB​USB​HS |  |  | https://atenlab88.sharepoint.com/:f:/s/B/EnnN5tKtm29EohTZdZthd60BEmoLyEhDdp1lhtsyCPKu8g?e=e9OIVH
已安裝在電腦內 |  | 1 | M581.2525.D.M02..Excel | [6 empty] | 4200 | 1 | 4200 |  |  |  | 7.768% | [5 empty] | M155.Excel19 |  |  | https://atenlab88.sharepoint.com/:f:/s/B/Elf8qSSvosRHtzLjTBPLoOABLCewwGRViRkXChfCaGusvA?e=0Et7pM
| 2 | 6 | M581.2525.S..施工行程 | [7 empty] | 1 |  |  |  |  | #UNPARSEABLE
| 2 | 5 | M581.2525.W..文件與圖 | [7 empty] | 1
|  | 33 | M581.2525.WAS | [18 empty] | M251.S101
|  | 33 | M581.2525.WAS1..鈑金總圖 | [18 empty] | M251.S101
|  | 33 | M581.2525.WAS2.. | [18 empty] | M251.S101
9/25出圖 WAS3 | 2 | 33 | M581.2525.WAS3..上維修板總圖 | [18 empty] | M251.S101
12/01出圖 WAS4 | 2 | 33 | M581.2525.WAS4..腔體新增及修改零件 | [18 empty] | M251.S101
12/08出圖 WAS33 | 2 | 33 | M581.2525.WA33..電源開關座 | [18 empty] | M251.S101
|  | 33 | M581.2525.WBS | [18 empty] | M251.S101
|  | 33 | M581.2525.WBS1..Shielding door | [18 empty] | M251.S101
|  | 33 | M581.2525.WBS2 | [18 empty] | M251.S101
12/09 |  | 33 | M581.2525.WBS3..門叩修改 | [18 empty] | M251.S101
12/19 |  | 33 | M581.2525.WBS4..感應及遮板零件 | [18 empty] | M251.S101
|  | 4 | M581.2525.Q..Q&A | [7 empty] | 1
|  | 1 | M581.2525.DSPR十大內部問題與建議
|  |  | 隔離門打開之後會自己蓋上,必須用東西卡住人才不會一直被撞到 | [5 empty] | 建議裝一個可以把門固定在打最開的位置的裝置;或是讓門自己只會往外翻,不要往裡面靠
|  |  | 兩側AP盤的面板,從內部鎖很不方便.以後要更換不方便,貼吸波材也很不方便 | [5 empty] | 建議還是從外面,面板也從外面蓋
|  |  | 轉桌上,金屬外漏太多,對空間反射駐波\吸波材的粘貼已經客戶的視覺感官都扣分 | [5 empty] | 建議能用非金屬的部分盡量不要用金屬.逼不得已,也請使用消光黑
|  |  | 轉桌外圍沒有辦法鋪吸波材,因為沒有可以粘貼的平面 | [5 empty] | 建議能搭個封板.目前只能黏在側牆,時間久了仍會下垂
|  |  | 天線架移動的區域沒辦法貼吸波材,從門口看進去滿滿的金屬面 | [5 empty] | 建議能搭飾板,原則就是吸波材封好封滿,不能看到任何金屬反射面
|  |  | 天線架的左右兩側仍是金屬 | [5 empty] | 建議能用非金屬的部分盡量不要用金屬
|  |  | 轉桌Phi軸歸零的機構太突出,不好遮蔽,也佔據空間 | [5 empty] | 建議能夠藏在Phi軸裡面,或是移到背後
|  |  | 轉桌Phi軸凸了一大塊馬達的盒子,不好遮蔽,也佔據空間 | [5 empty] | 建議能夠藏在Theta盤面底下,或是把Theta盤面再拉高,使整個Theta盤面看起來是清爽平整的
|  |  | 轉桌Phi軸減速機和皮帶輪都外漏,不美觀,也不安全 | [5 empty] | 加蓋包覆
電腦的USB插座可能電源不足,部分的隨身碟無法使用
有些地方金屬太銳利,使用上不安全,例如標準天線治具
門上的按鈕塑膠質感太重, 扣分
|  |  | 外觀烤漆已經有些小傷痕 | [5 empty] | 建議烤漆後附上保護膜,出貨到客戶那裡再撕開
|  |  | 反射面會被掉落物磕傷 | [5 empty] | 建議提供發泡保護層
|  |  | 天線治具太軟,恐導致重複性不佳 | [5 empty] | 未來設計改善
|  |  | 沒有緊急停止按鈕 | [5 empty] | 未來設計改善
|  |  | 轉桌Phi軸歸零指針及感應器外漏,容易損毀 | [5 empty] | 建議能夠藏在Phi軸裡面,或是移到背後
應提供測試治具,測手機
|  |  | 標準增益天線的治具是金屬的! | [5 empty] | 建議採購3D印表機,以後可以做ABS治具
|  |  | Theta馬達高速旋轉的時候,整台R2都在震動,怕會把螺絲給震鬆了 | [5 empty] | 馬達傳動加工件的精度要多注重
|  | 7 | M587.2528..M3-2D轉台_DSPR | [5 empty] | M581.2515.A.B02..M587.2528..2D轉桌 |  | 1 | 61534
轉台正中間需要可以貼保麗龍 |  | 1 | M587.2528.A..OTA 2D轉台 DSPR M3 | [5 empty] | 為不影響165度的天線,底座高度應盡量低,盤面應盡量小 設計也把吸波材的放置考慮進去, 上方投影看下去只能看到金屬面 需要能裝旋轉接頭 為求穩固,要能鎖在地上 | 61534 | 1 | 61534 | 0 |  |  | #UNPARSEABLE |  |  |  |  | -Diameter : 0.2m -Max. loading: 30 Kg -Max. speed: 3 RPM -Resolution: 0.1° -Accuracy: ±0.5° -Power consumption: 200W
電控元件未確認,孔位要自工, 空間太小 |  | 1 | M587.2528.A.S01.電控底座 | [5 empty] | 356x285x20, SGCC 2t, 4邊外滿焊,十大藍 | 897 | 1 | 897 | 0 |  |  | #UNPARSEABLE
固定孔誤差大, 改M6鎖合, 加上水平調整固定板 |  | 2 | M587.2528.A.S02..電控外箱 | [5 empty] | 320x290x131mm, SGCC 2t, 4邊外滿焊,黑色烤漆 | 1797 | 1 | 1797 | 0 |  |  | #UNPARSEABLE
加上水平調整固定板 |  | 3 | M587.2528.A.S03..水平調整架 | [5 empty] | 320x290x30mm, SGCC 3t, 相鄰邊外滿焊,,黑色烤漆 | 1297 | 1 | 1297 | 0 |  |  | #UNPARSEABLE
圓點減速機滑槽要改為6.5mm, 加上水平調整固定板 |  | 4 | M587.2528.A.S04..馬達底座 | [5 empty] | 320x290x35, SGCC 3t, SGCC, 黑色烤漆 | 1297 | 1 | 1297 | 0 |  |  | #UNPARSEABLE
|  | 5 | M587.2528.A.S05..馬達固定板 | [5 empty] | 90x42x32mm SGCC 2t,黑色烤漆 | 297 | 1 | 297 | 0 |  |  | #UNPARSEABLE
|  | 6 | M587.2528.A.S06.原點固定板 | [5 empty] | 76x40x20mm SGCC 2t,黑色烤漆 | 297 | 1 | 297 | 0 |  |  | #UNPARSEABLE
|  | 7 | M587.2528.A.S07..導螺桿固定板 | [5 empty] | 120x40x15mm, SGCC2t 黑色烤漆 | 1976 | 8 | 247 | 0 |  |  | #UNPARSEABLE
|  | 8 | M587.2528.A.S08..1對2固定板 | [5 empty] | 180x20x50mm, AL5052 2t 黑色烤漆 | 747 | 1 | 747 | 0 |  |  | #UNPARSEABLE
尺寸不佳, 有改中心孔 |  | 9 | M587.2528.A.S09..原點調整板 | [5 empty] | 80x62mm,SGCC 2t 黑色烤漆 | 217 | 1 | 217 | 0 |  |  | #UNPARSEABLE
|  | 10 | M587.2528.A.S10..原點指針 | [5 empty] | 35x10mm SGCC 1t 黑色烤漆 | 217 | 1 | 217 | 0 |  |  | #UNPARSEABLE
|  | 11 | M587.2528.A.S11..升降板 | [5 empty] | 128x128x36mm SGCC2t 黑色烤漆 | 797 | 1 | 797 | 0 |  |  | #UNPARSEABLE
沒有改善, 應該是導螺桿螺距太小 |  | 12 | M587.2528.A.S111..升降板 | [5 empty] | 128x128x36mm SUS304 2t, | 447 | 1 | 447 | 0 |  |  | #UNPARSEABLE
|  | 13 | M587.2528.A.S12..導螺桿固定架 | [5 empty] | 163.96x163.96x20mm SGCC 3t 黑色烤漆 | 647 | 1 | 647 | 0 |  |  | #UNPARSEABLE
用不到 |  | 14 | M587.2528.A.S13..RJ45固定架 | [5 empty] | 240x55x40mm SGCC 1t 黑色烤漆 | 597 | 1 | 597 | 0 |  |  | #UNPARSEABLE
|  | 15 | M587.2528.A.S14..旋轉接頭治具 | [5 empty] | 加上電源插頭、驅動器、旋轉接頭與升降控制按鈕 | 357 | 1 | 357 | 0 |  |  | #UNPARSEABLE
|  | 16 | M587.2528.A.S15..升降指針 | [5 empty] | 39x12x23mm, SUS304 1t | 227 | 1 | 227 | 0 |  |  | #UNPARSEABLE
|  | 17 | M587.2528.A.S16..升降控制器上蓋 | [5 empty] | 150x100x50mm, SGCC 1t, 4邊滿銲打磨, 黑色烤漆 | 457 | 1 | 457 | 0 |  |  | #UNPARSEABLE
|  | 18 | M587.2528.A.S17..升降控制器下蓋 | [5 empty] | 147x97x14mm, SGCC 1t, 4邊滿銲打磨, 黑色烤漆 | 537 | 1 | 537 | 0 |  |  | #UNPARSEABLE
|  | 19 | M587.2528.A.S18..升降控制器面板 | [5 empty] | 140x90mm, SGCC 1t, 黑色烤漆 | 357 | 1 | 357 | 0 |  |  | #UNPARSEABLE
堪用, 下次加厚至1.6/2mm, 價格待確認 |  | 20 | M587.2528.A.S19..水平固定板 | [5 empty] | 140x90mm, SUS304 1t | 220 | 1 | 220 | 0 |  |  | #UNPARSEABLE
集貨 價格待確認, 要給出現孔 |  | 21 | M587.2528.A.S20..天線控制架 | [5 empty] | 500x200x100mm, SUS304 1t | 1354 | 2 | 677 | 0 |  |  | #UNPARSEABLE
|  | 22 | M587.2528.A.S21..馬達固定板-減速機 | [5 empty] | 90x42x32mm SUS304 2t | 237 | 1 | 237 | 0 |  |  | #UNPARSEABLE
|  | 23 | M587.2528.A.C01..旋轉盤 | [5 empty] | D290xd90mm, 黑色電木 15t | 497 | 1 | 497 | 0 |  |  | #UNPARSEABLE
用不到 | 4 | 24 | M587.2528.A.C02..旋轉中盤 | [5 empty] | D240xd75mm, 黑色電木 15t | 397 | 1 | 397 | 0 |  |  | #UNPARSEABLE
螺孔改孔 |  | 25 | M587.2528.A.C03..旋轉上盤 | [5 empty] | D120xd80mm, 黑色電木 15t | 397 | 1 | 397 | 0 |  |  | #UNPARSEABLE
螺孔改孔 |  | 26 | M587.2528.A.C04..待測物轉盤 | [5 empty] | D300xd80mm, 電木10t | 547 | 1 | 547 | 0 |  |  | #UNPARSEABLE
|  | 27 | M587.2528.A.C06..轉盤支柱 | [5 empty] | D20xd-M8xL500mm, 黑色電木 | 4340 | 20 | 217 | 0 |  |  | #UNPARSEABLE
|  | 28 | M587.2528.A.Ｎ01..底層保麗龍 | [5 empty] | D290xd240xh565mm, 白色高密度保麗龍 | 3397 | 1 | 3397 | 0 |  |  | #UNPARSEABLE
|  | 29 | M587.2528.A.Ｎ02..中環保麗龍 | [5 empty] | D240xd120mmxL600, 白色高密度保麗龍-25k | 3397 | 1 | 3397 | 0 |  |  | #UNPARSEABLE
|  | 30 | M587.2528.A.Ｎ03..上層保麗龍 | [5 empty] | D600xd80mmxH100, 白色高密度保麗龍-25k | 3607 | 1 | 3607 | 0 |  |  | #UNPARSEABLE
|  | 31 | M587.2528.A.Ｎ04..D5mmxL35, 光軸 | [6 empty] | 7 | 1 | 7 | 0 |  |  | #UNPARSEABLE
|  | 32 | M587.2528.A.Ｎ05..底層加高 | [5 empty] | D290xd220xh300mm, 白高密度保麗龍-25k 利禾只有25K&35K | 2800 | 1 | 2800 | 0 |  |  | #UNPARSEABLE
|  | 33 | M587.2528.A.D01..鋁軌 | [5 empty] | L420mm, 自行切割 | 74 | 2 | 37 | 0 |  |  | #UNPARSEABLE
|  | 34 | M587.2528.A.D02..RS232-M-M帶線 | [5 empty] | 0.5 - 1M | 114 | 2 | 57 | 0 |  |  | #UNPARSEABLE
|  | 35 | M587.2528.A.D03..RS232-F-F帶線 | [5 empty] | 0.5 - 1M | 114 | 2 | 57 | 0 |  |  | #UNPARSEABLE
已定稿 時間因素未噴印 |  | 36 | M587.2528.A.J01..控制器面板設計 | [6 empty] | 200 | 1 | 200 |  |  |  | 0.1041%
時間因素未噴印 | 4 | 37 | M587.2528.A.J02..控制器面板噴印費 | [5 empty] | 跟P24235 轉桌G鈑金件一起噴印 平攤上機MOQ | 3007 | 1 | 3007
|  | 38 | M587.2528.A.J03..焊接費 | [5 empty] | S20x2pcs | 814 | 2 | 407
|  | 39 | M587.2528.A.M01..5050腳鏈 | [6 empty] | 228 | 4 | 57 |  |  |  | #UNPARSEABLE
|  | 40 | M587.2528.A.M02..Theta諧波減速機 | [5 empty] | 減速比1:50HBK32協波減速機-Theta, 1:50 | 4197 | 1 | 4197 |  |  |  | #UNPARSEABLE
|  | 41 | M587.2528.A.M03..原點減速機 | [5 empty] | D28x28x70, 減速比1:200 出力軸6 入力軸5 | 357 | 1 | 357 |  |  |  | #UNPARSEABLE |  |  |  |  | https://item.taobao.com/item.htm?app=chrome&bxsign=scdqVETbjGyxFlWAC9oSKBYN0LtEgMDad4oZ4-0dcb7g9nb_PJEt5p1uLTtc5drQfrwCjDidFhb4Vq9rdkpj9JTB2sQbEr5A3UYjxdhSnG8Wc8aNUAlzz9wsA0SqGQ1VmwJ&cpp=1&id=874110126199&price=50&shareUniqueId=32178743549&share_crt_v=1&shareurl=true&short_name=h.he9i8pnUk8o5sYH&sourceType=item&sp_tk=ZUthQlZ3cndVUGo%3D&spm=a2159r.13376460.0.0&suid=2E948577-FA4D-4602-9075-04EF358733B6&tbSocialPopKey=shareItem&tk=eKaBVwrwUPj&un=d8dc4b85e372787fc167bfea3760f861&un_site=0&ut_sk=1.UsEAp%2B44oNoDACp6uEjXmcav_21380790_1750845176799.Copy.1&wxsign=tbwVaRTEKb32AAnxjaej3RFMHTLMS8OrHM92H_H1h1Tv1N1tSZy6zPxabVNXlpyhEZYSX_oauuI0U2k05SHo2fEIe_qwyWiUQ7Ze-pkhQBP34w_X-W6IyRIk6SiaoOsJUwU&skuId=6001397943037
|  | 42 | M587.2528.A.M04..28滑台 | [5 empty] | 28滑台 300行程 | 2028 | 4 | 507 |  |  |  | #UNPARSEABLE |  |  |  |  | https://item.taobao.com/item.htm?app=chrome&bxsign=scdqVETbjGyxFlWAC9oSKBYN0LtEgMDad4oZ4-0dcb7g9nb_PJEt5p1uLTtc5drQfrwCjDidFhb4Vq9rdkpj9JTB2sQbEr5A3UYjxdhSnG8Wc8aNUAlzz9wsA0SqGQ1VmwJ&cpp=1&id=874110126199&price=50&shareUniqueId=32178743549&share_crt_v=1&shareurl=true&short_name=h.he9i8pnUk8o5sYH&sourceType=item&sp_tk=ZUthQlZ3cndVUGo%3D&spm=a2159r.13376460.0.0&suid=2E948577-FA4D-4602-9075-04EF358733B6&tbSocialPopKey=shareItem&tk=eKaBVwrwUPj&un=d8dc4b85e372787fc167bfea3760f861&un_site=0&ut_sk=1.UsEAp%2B44oNoDACp6uEjXmcav_21380790_1750845176799.Copy.1&wxsign=tbwVaRTEKb32AAnxjaej3RFMHTLMS8OrHM92H_H1h1Tv1N1tSZy6zPxabVNXlpyhEZYSX_oauuI0U2k05SHo2fEIe_qwyWiUQ7Ze-pkhQBP34w_X-W6IyRIk6SiaoOsJUwU&skuId=6001397943037
|  | 43 | M587.2528.A.M05..原點指針固定座 | [5 empty] | 內徑6厚度8 外徑20 | 57 | 1 | 57 |  |  |  | #UNPARSEABLE
誤會, 已經安裝 |  | 44 | M587.2528.A.M06..旋轉接頭固定座 | [5 empty] | 內徑13厚度10 外徑30 | 37 | 1 | 37 |  |  |  | #UNPARSEABLE |  |  |  |  | https://item.taobao.com/item.htm?abbucket=13&id=678361158788&mi_id=TRDlb3tFxht5GM05jxnkBSGTZYpMx6p___CmhTaBrlP5hy0CFY2TCDpNHu3za-SEzqHUZ4ajs_rbJB9qYcMuUPT7K9qdlaUeo6iLCU5yUow&ns=1&priceTId=2100c88b17551655889486143e0a95&skuId=5042469911207&spm=a21n57.1.hoverItem.22&utparam=%7B%22aplus_abtest%22%3A%227cedbe29d7b5282ecef050196ad5450d%22%7D&xxc=taobaoSearch
|  | 45 | M587.2528.A.M08..42減速機 | [6 empty] | 107 | 1 | 107 |  |  |  | #UNPARSEABLE
加減速機, 要擴孔 |  | 46 | M587.2528.A.P01..Theta主動輪 | [5 empty] | D34xd5mm, A type, 5GT-19齒-H20-9 | 247 | 1 | 247 |  |  |  | #UNPARSEABLE
鑽孔有誤, 已自工 |  | 47 | M587.2528.A.P02..Theta從動輪 | [5 empty] | D64xd36mm, A type, 5GT-38齒-H20-9,打3的沉頭孔，攻M3牙孔 | 297 | 1 | 297 |  |  |  | #UNPARSEABLE
|  | 48 | M587.2528.A.P03..原點主動輪 | [5 empty] | D61xd36mm , A type, 3GT -60齒-H11-6,開3.2洞 | 197 | 1 | 197 |  |  |  | #UNPARSEABLE
|  | 49 | M587.2528.A.P04..原點從動輪 | [5 empty] | D61xd5mm, A type,3GT-60齒-H11-6 | 197 | 1 | 197 |  |  |  | #UNPARSEABLE
|  | 50 | M587.2528.A.P05..Theta動力皮帶 | [5 empty] | 5GT 350長 9寬 | 107 | 1 | 107 |  |  |  | #UNPARSEABLE
|  | 51 | M587.2528.A.P06..Theta原點皮帶 | [5 empty] | 3GT 414長 6寬 | 87 | 1 | 87 |  |  |  | #UNPARSEABLE
|  | 52 | M587.2528.A.E01..Theta馬達 M184.MD42BLS70-24 | [5 empty] | 31W 42伺服 有品號 改連結 , 不需要減速機 | 1187 | 1 | 1187 |  |  |  | #UNPARSEABLE |  |  |  |  | https://item.taobao.com/item.htm?_u=a1otmo2vca1f&id=729571362383&pisk=ggPYsCi-1gjcQUFxrrWkSA0sjDbukT44zozBscmDCuE8XyL0nAmiCfEUvAOG3jDt6uiuim4mGVM_jkwmc-mM65EzDIAiGlftfyyP7m00iF3_Fodgnrm0eFh4Z-AimilT5kcOxMfhtrzq6fshxygVh6lI-KgXjca5Nf0TEr9DRrzq_cTkf927uFBqU-Yj5c_-NV3XCfgsh0_-WVKs1mM6VLgIVfGsCfiSNV3Bfq9XGaKSWqpXcxiXFYgslIGs1la5yVoSlfGsaALxjEi96-priqJCagvkE73xHcOmTCFzaBDrAqmW1nXKuxp0l0d617eWVMTKc98objm4lqENTIljBRNmNSs51XwU25HI9ObqhPe8bjV55KiQnoDgGYKXh2hxDvNjEFdYlAw8wjVfbpzuymMKZ8XPmAcYDJoEhTSzXzn0fSHWDgmgKzVjekskwlkTCSc7Gg1d44F39Ed2xD3MhaQJQdkjz8__qbfGlEwmyDbkEdJZE4u-xaQJQdkjz4nhr_vwQY0P.&spm=a1z09.2.0.0.4a8d2e8dZNFegD&sku_properties=1627207%3A26535167538
|  | 53 | M587.2528.A.E02..#光電開關-轉臺 | [5 empty] | EE-SX672A, 1米線 EE-1006-1米 | 141 | 3 | 47 |  |  |  | #UNPARSEABLE |  |  |  |  | https://item.taobao.com/item.htm?id=542650843701&last_time=1755421273&pisk=gVxtoB42ZveTaJFaBI03nbZl0VDHB2vNRCJ7msfglBdps6qmQG0VDICpg1bGfdmXtCvSQ10q7IdpsLMNsd1DMIdFTEfGjsxFDKdwMZkNis1viKTiK0mkQdSVcnhoq0jGsa-k656flx1ChtDhCf3DrKSVcbcu-o_Z2iRseg8tfy6CTtB1htOfR66ROta1cI1CRT6u1isXGvBCnT4b1PZ_Ok6POPZfltZBdOW7f5sf5vpCTTEfciOfAvBVOssfcXbtJsz1ZoLTEJ_MWccHGIKdBNCWp2rbD7X_Z_vsaoEf6eCFNgfLcotdBKQpszZs26TMlhjBfXNVAL8H19I-X7W9RLddrHV3mgTy9nQWw0ZVLFO9AZKn30JdX1dNfhG36ipBUn7v0bnOmhpBj9RYFPvClexNzhcQXgTyIGYXNX4G1ULXjNS46guXq3QXZ7fRnPMKprzV59JftohKNqJ3v9CoKO44uw3Fp_DKsrzVWyWdZv4zur7aL&scm=1007.13982.82927.0&sku_properties=1627207%3A15782434&spm=tbpc.mytb_footmark.item.goods&upStreamPrice=396
|  | 54 | M587.2528.A.E03..#2軸控制器 | [6 empty] | 2707 | 1 | 2707 |  |  |  | #UNPARSEABLE |  |  |  | ERP https://atenlab88.sharepoint.com/:f:/s/B/EmnOSYAG-GpMqr_-vQMWiSkBy66cZEktd0LHlnRLw9Zm_g?e=ohcsN5 |  | M183.ETH_NEC_NLM-2
|  | 55 | M582.2515.A.E01..運動控制軸卡(擴充IO卡) | [5 empty] | 配合ETH_NEC 系列, 一個擴充板24 IN / 24 OUT 需求48 I / O, 須購買2個 | 3974 | 2 | 1987 |  |  |  | 0.2785% |  |  |  | 淘寶 https://item.taobao.com/item.htm?id=602905519768&skuId=5416732746904
|  | 56 | M587.2528.A.E04..電源供應24V,5V | [5 empty] | 原天線路徑切換 已領 | 107 | 1 | 107 |  |  |  | #UNPARSEABLE |  |  |  | ERP https://atenlab88.sharepoint.com/:f:/s/B/EpM8XdvY9TVPgA98j99pNLIB0ex9IiIvAyhptEGxjPRvGA?e=gxV2JQ |  | M182.RD85B
|  | 57 | M587.2528.A.E06..#RJ45免焊8P | [5 empty] | 升降控制器 | 855 | 15 | 57 |  |  |  | #UNPARSEABLE
|  | 58 | M587.2528.A.E07..#EMI電源濾波插座 | [6 empty] | 507 | 1 | 507 |  |  |  | #UNPARSEABLE
|  | 59 | M587.2528.A.E08..#RJ45公頭母座帶線30cm | [6 empty] | 57 | 1 | 57 |  |  |  | #UNPARSEABLE
|  | 60 | M587.2528.A.E09..步進馬達驅動器 | [6 empty] | 127 | 1 | 127 |  |  |  | #UNPARSEABLE
|  | 61 | M587.2528.A.E10..#光電開關-升降平台 | [5 empty] | EE-SX674A, 1米線 EE-1006-1米 | 94 | 2 | 47 |  |  |  | #UNPARSEABLE |  |  |  | https://item.taobao.com/item.htm?abbucket=8&id=15104459832&mi_id=00006N02XbXv4YMeD2Lv6m9XS9sgtUHxq_GzZ-2Y_WF7EdE&ns=1&priceTId=2100c80617555028980436357e0aaa&skuId=4920461582867&spm=a21n57.1.hoverItem.24&utparam=%7B%22aplus_abtest%22%3A%22550854757e5f8bb6956a84ff0ce8625d%22%7D&xxc=taobaoSearch | https://item.taobao.com/item.htm?id=542650843701&last_time=1755421273&pisk=gVxtoB42ZveTaJFaBI03nbZl0VDHB2vNRCJ7msfglBdps6qmQG0VDICpg1bGfdmXtCvSQ10q7IdpsLMNsd1DMIdFTEfGjsxFDKdwMZkNis1viKTiK0mkQdSVcnhoq0jGsa-k656flx1ChtDhCf3DrKSVcbcu-o_Z2iRseg8tfy6CTtB1htOfR66ROta1cI1CRT6u1isXGvBCnT4b1PZ_Ok6POPZfltZBdOW7f5sf5vpCTTEfciOfAvBVOssfcXbtJsz1ZoLTEJ_MWccHGIKdBNCWp2rbD7X_Z_vsaoEf6eCFNgfLcotdBKQpszZs26TMlhjBfXNVAL8H19I-X7W9RLddrHV3mgTy9nQWw0ZVLFO9AZKn30JdX1dNfhG36ipBUn7v0bnOmhpBj9RYFPvClexNzhcQXgTyIGYXNX4G1ULXjNS46guXq3QXZ7fRnPMKprzV59JftohKNqJ3v9CoKO44uw3Fp_DKsrzVWyWdZv4zur7aL&scm=1007.13982.82927.0&sku_properties=1627207%3A15782434&spm=tbpc.mytb_footmark.item.goods&upStreamPrice=396
|  | 62 | M587.2528.A.E11..升降按鈕 | [6 empty] | 51 | 3 | 17 |  |  |  | #UNPARSEABLE |  |  |  |  | https://item.taobao.com/item.htm?abbucket=8&id=15104459832&mi_id=00006N02XbXv4YMeD2Lv6m9XS9sgtUHxq_GzZ-2Y_WF7EdE&ns=1&priceTId=2100c80617555028980436357e0aaa&skuId=4920461582867&spm=a21n57.1.hoverItem.24&utparam=%7B%22aplus_abtest%22%3A%22550854757e5f8bb6956a84ff0ce8625d%22%7D&xxc=taobaoSearch
|  | 63 | M587.2528.A.E12..RJ45-2m線 | [6 empty] | 207 | 1 | 207 |  |  |  | #UNPARSEABLE
|  | 64 | M587.2528.A.E13..RJ45-5m線 | [6 empty] | 507 | 1 | 507 |  |  |  | #UNPARSEABLE
|  | 65 | M587.2528.A.E14..電源分配板 | [5 empty] | 【1分10 2组 弹簧端子】ECTB-210M-42D | 207 | 1 | 207 | 0 | [7 empty] | https://detail.tmall.com/item.htm?from=cart&id=824876481025&pisk=gzKS4e0MNBK4X6TOPMk4f6RjvIsCFxoZdJ6pIpEzpgI89B9BMH7dT4ACRBRcJ3SyUI1BTprFwb0lJ9CXwk7yApqCppdnE6kouLvlxMhZ_VowELm-jlOXV_nYHKX8273VyLamz9hZ_coIy-IINfRFfXyBnO6OvTQLvrHfd9Z89BQLDKCcK9FRpuHXHsfAp7QL2sCAQ9UR9BEdktBlIyELvapAkO5A9MQdJx9Ai9sd9BIKhKHHSS6EP9pSCA3lBF0q6jf0vkKfFZ3wesI54vWlPupPMkhO2TOG6LCbvkCo0wokpBhQYGLMGH_9LDZc4dTAD9tnBy1C5UdPnBi_2_KXe3Cy2jrPw3vv7HRtgz5J599wRCHUrt7BcQTBavzhhe9pjgb8ClOBMdYG23h34_YpHHC22vrC6FJGctxEiuCBkeKPrMV-O6xXH3LC49EN1fKuR-_gAt1Zhxa3-w0PMiYyNk2AytX-bxMbGybRnt6mhxaa-aBceXMjhPzh.&skuId=5541643324893&spm=a1z0d.6639537%2F202410.item.d824876481025.3d387484sFauGv&upStreamPrice=2672
|  | 66 | M587.2528.A.E15..32路繼電器模組 | [5 empty] | 24V 32路 RT-P32S-L | 3574 | 2 | 1787 | 0 | [7 empty] | https://detail.tmall.com/item.htm?from=cart&id=596241994336&pisk=gAoIqrYmObnwA20YRuJNcomLXhE7Od-2FTw-nYIFekEdwbMS60z8aec7PblgyDrELfNSaYSz9BY3y8Fs9gzEVYj7eYhkK7JH7vD3qud2gE-qKv4Bq6yqAgKOXA2Pp6LaJv_M88d2gn-WJOEWOIlrDuLt6-wY2JURJ5p_U8P8wbUL6GFgE8CLeMpsB5VOv7U8plKT3-XLwbepXNe7HJBdJ7FT6-NTwuE-wAp_U5F82uh-BAYV188Qev9by1H93dmrp5sR2DK3RSiPzgsSnJUI2vF1QOo_dyNY7eSnMmMxpm2SqKQ7NjuKTRcWcCZxofi7kut5jkkjWXasRQs_SVHm2PgMGZDmex08501pLjH-tcZ3cEQIMAlncknXOMyaX5UxkvdN5RgtLcaZDIs7-Vhnoziy_nqEuxoukDKCi5z0FfaqRIsIMgzO0STRua6_ogw_gd91raq8VJxt8XslByegpnJ6C1_uJR26bd91rrULIJ3XCd1Fj&skuId=5649496212228&spm=a1z0d.6639537%2F202410.item.d596241994336.3d3874849ZbXju&upStreamPrice=39340
|  | 67 | M587.2528.A.D01..電源裸線 | [6 empty] | 107 | 1 | 107 | 0 |  |  | #UNPARSEABLE
|  | 2 | M587.2528.W..文件與圖 | [7 empty] | 1
|  | 1 | M587.2528.WA
0804出圖 |  | 1 | M587.2528.WAS1..鈑金總成
0818出圖 |  | 1 | M587.2528.WAS2..追加
0822出圖 | 3 | 1 | M587.2528.WAS19..水平固定板
0825出圖 | 3 | 1 | M587.2528.WAS20..天線控制架
0825出圖 | 3 | 1 | M587.2528.WAS21..馬達固定板-減速機
0825出圖 | 3 | 1 | M587.2528.WAS111..升降板
0806出圖 |  | 1 | M587.2552.WAC1..CNC總成
0807出圖 |  | 1 | M587.2552.WAN1..保麗龍總成
|  | 8 | M582.2512..M3 主被動路經切換器 | [5 empty] | M581.2515.B.B01.. 製令單號:511-250615 |  | 1 | 192077
|  | 1 | M582.2512.A..OTA路徑切換器 | [5 empty] | 大全配加WIFI放大器 (WIFI 與 5G可以兩台儀器使用) Passvie Active(TRP/TIS WiFI H&V-[ | 192077 | 1 | 192077 | 0 |  |  | #UNPARSEABLE
|  | 1 | M582.2512.A.M01..機箱殼體4U | [5 empty] | 機殼尺寸: 選用型號 4Ux84Tx360mm | 2007 | 1 | 2007 |  |  |  | 1.045% |  |  |  | 淘寶 https://item.taobao.com/item.htm?id=585948518839&pisk=gDRIfCAutkqICRqM-D3NcQAYqzf7A3GqNz_JoUFUy6CKNaK2fTFrK6W5NhIwTM8F9b_J0h6J4g8U-dx2kWREK_P5t_f-0mlqgyYhZ_EVtgA7xOQhPb78p7Ch6k34QPhqgeY38w32WjRe2AZRo8FJ29BTBajTpkQJ2OFOrGFdyWQ8XV_lX_QRe_et6w78JwFJ25UOuwN82wBLWPQRR_IJ29Et5acu-P_-dMYIRXQbTWNj2UI_w7d1WDjvRDVcJIQI1iTFfjrk1oXCDeI_amhXz5S5jInZCFxypH7MVji1MKx6NtCSOobBBE1OYshL66RHJKBJM02JJ6SC6Bpby7L1OMB6OhqIfidHWIfOQj3XWCxe-CTzybQw0GLH9_Gxo61dv1_MacVdVdpJT9fuv0sk1FdpFg-zgiZqo8a1n7_10Vg_E8YNqjOP4t3Ez9QGRxus5kplpNb10Vg_E8XdSwiZ5VZpE&skuId=4142431711558&spm=pc_detail.29232929%2Fevo401271b517998.guessitem.d0
|  | 2 | M582.2512.A.M02..鋁軌 | [5 empty] | 125mm,安裝PLC用 | 37 | 1 | 37 |  |  |  | 0.01926%
集貨, 燈孔修改6->8mm |  | 3 | M582.2512.A.S01..前面板 | [5 empty] | 426.5x173.5,2t SGCC 烤白漆 | 217 | 1 | 217 |  |  |  | 0.113% |  |  |  |  | 173.5x426.5mm
|  | 4 | M582.2512.A.S02..後面板 | [5 empty] | 426.5x173.5,2t SGCC 烤白漆 | 657 | 1 | 657 |  |  |  | 0.3421% |  |  |  |  | 173.5x426.5mm
|  | 5 | M582.2512.A.S03..內部底板 | [5 empty] | 425x340,2t AL 5052 | 597 | 1 | 597 |  |  |  | 0.3108% |  |  |  |  | 425x340mm
|  | 6 | M582.2512.A.S04..放大器固定板 | [6 empty] | 267 | 1 | 267 |  |  |  | 0.139% |  |  |  |  | 425x340mm
|  | 7 | M582.2412.A.S05..SD2T固定板 | [6 empty] | 247 | 1 | 247 |  |  |  | 0.1286% |  |  |  |  | 425x340mm
|  | 8 | M582.2512.A.J01..前後面板設計 | [6 empty] | 1014 | 2 | 507 |  |  |  | 0.5279%
印錯有修改 |  | 9 | M582.2512.A.J02..前後面板噴印 | [5 empty] | 與其他專案一起 $3000/8PCS= $375/片 | 757 | 1 | 757 |  |  |  | 0.3941%
|  | 10 | M582.2512.A.J03..烤漆費 | [5 empty] | 白色 國麗#1644 (S01,S02,S04,S05共四件) $80+$80+$50+$40 | 257 | 1 | 257 |  |  |  | 0.1338%
|  | 11 | M582.2512.A.E01..電源供應器(RD-85B)24V 48W , 5V 20W | [6 empty] | 707 | 1 | 707 |  |  |  | 0.3681% |  |  |  | https://atenlab88.sharepoint.com/:f:/s/B/EpM8XdvY9TVPgA98j99pNLIB0ex9IiIvAyhptEGxjPRvGA?e=VHsBe1 |  | M182.RD85B
|  | 12 | M582.2512.A.E02..電源供應器RS-50-12 12V 50W | [6 empty] | 427 | 1 | 427 |  |  |  | 0.2223% |  |  |  | https://atenlab88.sharepoint.com/:f:/s/B/EmE0lGUoqj5PmH_kE24u4EIBM9fkfDrYkzna5fWbOskC3g?e=vZswB2 |  | M182.RS5012
|  | 13 | M582.2512.A.E03..可程式控制器 (DVP14SS211R) | [6 empty] | 1707 | 1 | 1707 |  |  |  | 0.8887% |  |  |  | https://atenlab88.sharepoint.com/:f:/s/B/EgCFuEmV7C1Mm_kmBxHxTEIBVCgaxwct25uO2NfGjMeGnQ?e=7HoKS9 |  | M182.DVP14SS211R
|  | 14 | M582.2512.A.E04..可程式控制器擴充機(DVP08SN11R) | [6 empty] | 3171 | 3 | 1057 |  |  |  | 1.651% |  |  |  | https://atenlab88.sharepoint.com/:f:/s/B/EuILxWTJWShFvDFgJkZwLxMB2hpIPvJ1Q1By-POnyS8M5g?e=anAa36 | LED一個 Switch2個 | M182.DVP08SN11R
|  | 15 | M582.2512.A.E05..AC電源線 1.8M | [6 empty] | 37 | 1 | 37 |  |  |  | 0.01926% | [5 empty] | M211.10A125V
|  | 16 | M582.2512.A.E06..RS-232訊號線180cm | [6 empty] | 107 | 1 | 107 |  |  |  | 0.05571% | [5 empty] | M212.W7271
有問題需更換 |  | 17 | M582.2512.A.E07..19 Ø 金屬開關 | [6 empty] | 37 | 1 | 37 |  |  |  | 0.01926% |  |  |  | https://atenlab88.sharepoint.com/:f:/s/B/EnYaNwtLAilEoOSwRvlY1tsBUjPa8lfJulph1I5xC8SJ2Q?e=NbppST |  | M227.19mm24V
|  | 18 | M582.2512.A.E08..AC電源濾波器 | [6 empty] | 337 | 1 | 337 |  |  |  | 0.1755% |  |  |  | https://atenlab88.sharepoint.com/:f:/s/B/EgSGqR1ylN1DszGvWl9XahsB9noEwi6xYQApMIqqR21FHg?e=yXWtlx |  | M228.06AE2
故障要更換 |  | 19 | M582.2512.A.A01..同軸開關SPDT 26.5GHz Failsafe 28Vdc (H/V) | [6 empty] | 3507 | 1 | 3507 |  |  |  | 1.826% |  |  |  | https://atenlab88.sharepoint.com/:f:/s/B/Emwy27GfzkFPsaA3U3-l-_0BW9ib_SqaIWQLSVyGW3SKiQ?e=eKpQ8a | H,V切換*1 需要1個I/O | M555.B301
|  | 20 | M582.2512.A.A02..RF Switch SPDT LATCHING 28Vdc | [5 empty] | USD 200 | 54063 | 9 | 6007 |  |  |  | 28.15% |  |  |  | https://atenlab88.sharepoint.com/:f:/s/B/ElGXn6TofyxAqgu9M3rc04QBfq5vra_uYnjhB9HNevNn4w?e=00yJO3 | Wi-Fi 模組4個 OTA 3個 WIFI / NR切換儀器 2個 需要10個I/O | M132.R570433000
|  | 21 | M582.2512.A.A03..Low Noise Amplifier 0.5-18GHz21dB | [5 empty] | (ZX60-83LN12+) 5G,WIFI使用 | 5207 | 1 | 5207 |  |  |  | 2.711% |  |  |  | https://atenlab88.sharepoint.com/:f:/s/B/EoDTPLOqJRZCnzrZtnmSPjkBQsMmvnBAY12O6FfE_2BnFg?e=2lmpEk |  | M133.ZX6083LN12
|  | 22 | M582.2512.A.A04..放大器模塊0.1-18GHz27dB (瑞威) | [5 empty] | 1350 USD 5G,WIFI使用 | 40507 | 1 | 40507 |  |  |  | 21.09% |  |  |  | https://atenlab88.sharepoint.com/:f:/s/B/Ep-apAYJytxMjpSrgpb0YVQBhNpzFh0xZtyLK12S46YupQ?e=4A4KDa |  | M555.R104
|  | 23 | M582.2512.A.A05..低噪放模塊1-18GHz30dB/Low noise amplifier (瑞威) | [5 empty] | 2300 USD Passive用 | 69007 | 1 | 69007 |  |  |  | 35.93% |  |  |  | https://atenlab88.sharepoint.com/:f:/s/B/EoaQffS7oQxEk64fU7aADroB7H6dcB8sFlVyEpx1sreEiQ?e=jUxRqp |  | M555.R103
未安裝 | 4 | 24 | M582.2512.A.A06..Precision Fixed Attenuator 3dB18GHz | [7 empty] | 2 | 1497 |  |  |  | 0% |  |  |  | https://atenlab88.sharepoint.com/:f:/s/B/EjdTWOfJNT1OkabbT0afR2EBiOApcCj6rJUMHp80xVFCYQ?e=hDiZot |  | M125.BWS3W5+
未安裝 | 4 | 25 | M582.2512.A.A07..90度轉接頭 | [7 empty] | 3 | 107 |  |  |  | 0% |  |  |  | https://atenlab88.sharepoint.com/:f:/s/B/Eph3eplg_gdBlWsg8nBzXvABRpBAXVd64-9fV8AyUugrtg?e=Zpx3lW | 備用 | M557.B226(有庫存但品相不好) 新購買M123.JA2012025L0CFD
|  | 26 | M582.2512.A.A08..法蘭型 鎖板接頭SMA | [6 empty] | 882 | 6 | 147 |  |  |  | 0.4592% |  |  |  | https://atenlab88.sharepoint.com/:f:/s/B/EvVnxxaDXStLpoBA6yqKzx4Bspi24KTsz2agdpIL4EYeNg?e=zNrsuG | Wi-Fi 模組4個 OTA 2個 | M123.7878FS500BD000B
|  | 27 | M582.2512.A.A09..組裝線材SS(MM)20cm | [6 empty] | 3405 | 15 | 227 |  |  |  | 1.773% |  |  |  | https://atenlab88.sharepoint.com/:f:/s/B/Ehwv18jIYcNFqaluSESWlOkBGbEVHPxA0e-4wVFfm7RGKQ?e=MTw3Wv | Wi-Fi 模組6條 OTA 6條 WIFI / NR切換儀器 2條 備用1條 | M122.201F141201200
|  | 28 | M582.2512.A.A10..組裝線材SS(MM)30cm | [6 empty] | 2616 | 8 | 327 |  |  |  | 1.362% |  |  |  | https://atenlab88.sharepoint.com/:f:/s/B/EkiadJwV6KNGu_WK1UXCJukBBUqMIhiyP_p0gXK9IAOEeQ?e=AlZddY | Wi-Fi 模組4條 OTA 3條 備用1條 | M122.CA78P78P24300V7
|  | 29 | M582.2512.A.D01..D型接頭-9PIN-F 免焊式 | [6 empty] | 77 | 1 | 77 |  |  |  | 0.04009% | [5 empty] | M216.N10247
|  | 30 | M582.2512.A.D02..保險絲_3A(0217005) | [6 empty] | 14 | 2 | 7 |  |  |  | 0.007289% | [5 empty] | M229.S3215
|  | 31 | M582.2512.A.D03..LED 5V(藍) | [6 empty] | 49 | 7 | 7 |  |  |  | 0.02551% |  |  |  |  | H,V,Passive,TRP,TIS,WIFI,5G 需要7個I/O
|  | 32 | M582.2512.A.X01..M2.5x5 | [5 empty] | 螺絲,螺帽 24(法蘭SMA接頭) | 72 | 24 | 3 |  |  |  | 0.03748%
|  | 33 | M582.2512.A.X02..M3xL20 | [5 empty] | 螺絲,螺帽 20(1對2固定_ | 60 | 20 | 3 |  |  |  | 0.03124%
組裝中未列 |  | 34 | M582.2512.A.X03..其他螺絲螺帽 | [6 empty] | 24 | 8 | 3 |  |  |  | 0.01249%
金屬開關與SPDT維修 | 3 | 1 | M582.2512.B..第一次維修 | [6 empty] | 5974 | 1 | 5974 | 0 |  |  | #UNPARSEABLE
已到貨，待安裝 | 3 | 19 | M582.2512.B.A01..同軸開關SPDT 26.5GHz Failsafe 28Vdc | [6 empty] | 5937 | 1 | 5937 |  |  |  | 3.091% |  |  |  | https://atenlab88.sharepoint.com/:f:/s/B/Em02tFKKsphHpWlC6r0wtn4BewdwbfpryoiIePe7qaUzCw?e=FfuLwT |  | M132.R570413000
已到貨，待安裝 | 3 | 17 | M582.2512.A.E07..19 Ø 金屬開關 | [6 empty] | 37 | 1 | 37 |  |  |  | 0.01926% |  |  |  | https://atenlab88.sharepoint.com/:f:/s/B/EnYaNwtLAilEoOSwRvlY1tsBUjPa8lfJulph1I5xC8SJ2Q?e=NbppST |  | M227.19mm24V
|  | 2 | M582.2512.W..文件與圖 | [7 empty] | 1
|  | 1 | M582.2512.WA
|  | 1 | M582.2512.WAS1..鈑金總成
要再設計提供一組新的給客戶使用 | 1 | 9 | M587.2552-M clase校驗治具_DSPR | [5 empty] | M581.2515.A.B01..M587.2552-M clase校驗治具_DSPR |  | 1 | 18557.3
不好滑動, |  | 1 | M587.2552.A..M clase校驗治具 | [6 empty] | 13558.3 | 1 | 13558.3
安裝損壞, 用不到 | 4 | 1 | M587.2552.A.S01..天線座 | [5 empty] | 106x90x140mm, SGCC 2t, 4邊滿焊打磨, 十大藍烤漆 | 300 | 1 | 300
背面開槽錯誤, 但是可以用 |  | 1 | M587.2552.A.S02..天線治具 | [5 empty] | 98x111x170mm, SGCC 2t, 4邊滿焊打磨, 十大藍烤漆 | 300 | 1 | 300
用不到 | 4 | 1 | M587.2552.A.S03..天線座蓋 | [5 empty] | 107x94x30mm, SGCC 1t, 十大藍烤漆 | 300 | 1 | 300
要改2t, 鋁合金 輪子的孔太小, 自工, 固定孔開錯, |  | 1 | M587.2552.A.S04..旋轉左右版 | [5 empty] | 140x90x19.5 SUS304 1t | 354 | 2 | 177
|  | 1 | M587.2552.A.S05..天線座蓋板 | [5 empty] | 105x92x70mm SUS304 2t | 187 | 1 | 187
|  | 1 | M587.2552.A.S06..左右墊片 | [5 empty] | 200x40mm SUS304 5t | 294 | 2 | 147
太厚重 |  | 1 | M587.2552.A.C01..外旋轉板 | [5 empty] | D1050xd740xh1000mm, 黑色電木10t | 4388 | 4 | 1097
太厚重 |  | 1 | M587.2552.A.C02..中板 | [5 empty] | D1100xd745xh1000mm, 黑色電木15t | 4491 | 3 | 1497
太厚重 |  | 1 | M587.2552.A.C03..外板 | [5 empty] | 1000x350mm, 黑色電木10t | 1794 | 2 | 897
用不到 | 4 | 1 | M587.2552.A.M01..輪子 | [5 empty] | 包膠滾輪雙軸承RBA30x80x10 | 441 | 3 | 147 | [8 empty] | https://item.taobao.com/item.htm?_u=a1otmo2v3cf9&id=661685953172&pisk=gPJz9rchxYHrvf_RZK6U7G7oTTXRC9us-p_CxHxhVabo9gM3LH-GA03K2ISHREnK2Tth8e8fkJsIw2eeuUtMN_TBNwjhoEx7FwMRTe-6WewIeQs3LEtdte9evJSHxenRR0hX23BdKVgs1AtJ2qRacnpzEnjDDMNh-j1uax-ScVgsCvJflquI5ewa4JncbGXhq623imSCvzVk-_DciZIdxzj3EmoVkM_3E_fhmojC4zXhxMX0igIaq7blZrfckMXhqg2n0nbAY9bnwjQh5-SNZm45Gy1QIe1PS3b4Ih9VqBVJ4ZkrEK5KoN-o9J2H3g5yLxu23LfWthC9FHkUHTtwitjepcVF81RHFtvooAfAtKYcmUiQ9iRexdBRwk2H7T8FsLf4xJKcLZXVmdmQ6Z9VPevPicwNOtv1sTAjM41CUG8HeUrUKFxXfLCvLVzcJQsOnMJKjW7Ftgk7Jib8hpdz-W5lDi7s0moB48dAnHRVqWFdwIIV50n89WClDi7s0mPL9_BA0Ni-2&spm=a1z09.2.0.0.4a8d2e8dZNFegD&skuId=4948027731612
|  | 1 | M587.2552.A.M02..輪子 | [5 empty] | 包膠滾輪雙軸承RBA30x35x10 | 441 | 3 | 147 | [8 empty] | https://item.taobao.com/item.htm?_u=a1otmo2v3cf9&id=661685953172&pisk=gPJz9rchxYHrvf_RZK6U7G7oTTXRC9us-p_CxHxhVabo9gM3LH-GA03K2ISHREnK2Tth8e8fkJsIw2eeuUtMN_TBNwjhoEx7FwMRTe-6WewIeQs3LEtdte9evJSHxenRR0hX23BdKVgs1AtJ2qRacnpzEnjDDMNh-j1uax-ScVgsCvJflquI5ewa4JncbGXhq623imSCvzVk-_DciZIdxzj3EmoVkM_3E_fhmojC4zXhxMX0igIaq7blZrfckMXhqg2n0nbAY9bnwjQh5-SNZm45Gy1QIe1PS3b4Ih9VqBVJ4ZkrEK5KoN-o9J2H3g5yLxu23LfWthC9FHkUHTtwitjepcVF81RHFtvooAfAtKYcmUiQ9iRexdBRwk2H7T8FsLf4xJKcLZXVmdmQ6Z9VPevPicwNOtv1sTAjM41CUG8HeUrUKFxXfLCvLVzcJQsOnMJKjW7Ftgk7Jib8hpdz-W5lDi7s0moB48dAnHRVqWFdwIIV50n89WClDi7s0mPL9_BA0Ni-2&skuId=4948027731608&spm=a1z09.2.0.0.4a8d2e8dZNFegD
|  | 1 | M587.2552.A.X01..中外版鎖合 | [5 empty] | 皿頭 M4xL40 | 127.3 | 38 | 3.35
翅膀太脆, 會斷 |  | 1 | M587.2552.A.X02..外六角M20螺絲 | [5 empty] | M20x75mm, | 141 | 3 | 47
|  | 1 | M587.2552.B..安裝底座 | [6 empty] | 4999 | 1 | 4999
|  | 1 | M587.2552.B.S01..底座 | [5 empty] | 540x270x50mm, SGCC 2t, 2邊滿焊打磨, 十大藍烤漆 | 1257 | 1 | 1257
|  | 1 | M587.2552.B.S02..斜撐固定架A | [5 empty] | 100x68x25mm, SGCC 1t, 十大藍烤漆 | 187 | 1 | 187
|  | 1 | M587.2552.B.S03..斜撐固定架B | [5 empty] | 100x68x25mm, SGCC 1t, 十大藍烤漆 | 187 | 1 | 187
|  | 1 | M587.2552.B.S04..中架 | [5 empty] | 191x60x101mm, SGCC 1t, 十大藍烤漆 | 227 | 1 | 227
|  | 1 | M587.2552.B.S05..底架 | [5 empty] | 355x50x40mm, SGCC 1t, 十大藍烤漆 | 277 | 1 | 277
|  | 1 | M587.2552.B.U01..腳架 | [5 empty] | AS40-8, 40x40, L750mm, 單邊攻M8, 另一邊鑽9mm孔 | 634 | 2 | 317
|  | 1 | M587.2552.B.U02..側架 | [5 empty] | AS40-8, 40x40, L1000mm, 鑽9mm孔x3 | 874 | 2 | 437
|  | 1 | M587.2552.B.U03..斜撐 | [5 empty] | AS40-8, 40x40, L600mm, 2邊切45度 | 494 | 2 | 247
|  | 1 | M587.2552.B.U04..左右固定架 | [5 empty] | A2040-4 L200mm 鑽3個D9孔 | 474 | 2 | 237
|  | 1 | M587.2552.B.U50..90固定座 | [5 empty] | DCB3540-8 | 188 | 4 | 47
|  | 1 | M587.2552.B.M01..調整腳 | [5 empty] | D40xM8xL40mm, | 200 | 2 | 100 | [8 empty] | https://item.taobao.com/item.htm?id=949760848484&last_time=1755485655&pisk=gsbqkUjqEFX54AM7lTLZLzVuFNYvoFyBsN96s1fMGKvcc1AM7TX_MK1gHO7wETlbHi967OWNQK9ccdTNQL1HhK66ocWNE6xYMh6jMgBCtq_bDFgwkFLgdJaQRICvWFAqudPiHLAHOPOimqYvrd4_vRaQRsCxGIVCZy_6Yen9Nc0GInYkqBJksqAGIUAkOL0DsqAiE7R9EF0MmCmoEIOKnmvGIzAkGBnMIVviZQAvtFvGIFVPZLdwSdXMS75os5_hWYR6m70tnVF7m3x2Ksvr86QyiImAgLkZIKSy0pbBUV0GzI5w4tinoyJlcGbXrZ2oBUfdVtAy8rkpggfFUH_SFVThvT7wx9znWQIc3axNP5UdaEJVHEb0Fx8NZ6Q9bNeUuF_VZZORQXmfZhj5kHQbEq8hvsTfj92ScKjFjZtvWxSr7Adu55QO0AmwmQdyd7PzFxBhXT6IDKotXnFvapNDmcn9mKAyd7joXcKAAQJQN_1..&scm=1007.13982.82927.0&skuId=6027426615553&spm=tbpc.mytb_footmark.item.goods&upStreamPrice=250
|  | 4 | M587.2552.W..文件與圖 | [7 empty] | 1
|  | 1 | M587.2552.WA
0728出圖 |  | 1 | M587.2552.WAS1..鈑金總成
0822出圖 |  | 1 | M587.2552.WAS2..旋轉台修改
0728出圖 |  | 1 | M587.2552.WAC1..CNC總成
|  | 1 | M587.2552.WB
0818出圖 |  | 1 | M587.2552.WBS1..鈑金總成
0818出圖 |  | 1 | M587.2552.WBU1..鋁擠型總成
0822出圖 |  | 1 | M587.2552.WBU2..追加
原點減速機設計確認 0826組裝完成 | 2 | 3 | M587.2527..垂直吊掛50cm轉台 R2_DSPR | [5 empty] | M581.2525.A.B01.. |  | 1 | 39679
原點減速機確認 | 2 | 2 | M587.2527.A..垂直式精密轉台 | [5 empty] | -Motion: Roll/ Azimuth -Diameter : 0.55m -Max. vertical loading: 2Kg -Max. speed: 12RPM (Roll) / 6RPM (Azimuth) -Resolution: 0.1° -Encoder accuracy: ±0.5° -Travel: 0° - 360° -Power consumption: 500W -Adaptor platform | 39679 | 1
要加定位孔 |  | 1 | M587.2527.A.S01..短固定支架 | [5 empty] | 740x60x30mm SGCC 2t, 十大藍烤漆 | 1194 | 2 | 597 |  |  |  | #UNPARSEABLE
要改M5, |  | 2 | M587.2527.A.S02..Theta馬達固定板 | [5 empty] | 150x80x15mm SGCC 3t,攻M6,十大藍烤漆 | 297 | 1 | 297 |  |  |  | #UNPARSEABLE
M8的洞難攻,擴孔 |  | 3 | M587.2527.A.S03..馬達底板 | [5 empty] | 560x500x50mm, SGCC 4t, 攻M6/M8,4角外滿焊打磨,十大藍烤漆 | 2297 | 1 | 2297 |  |  |  | #UNPARSEABLE
|  | 4 | M587.2527.A.S04..加強板 | [5 empty] | 200x42x15mm, SGCC 1t, 十大藍烤漆 | 1976 | 8 | 247 |  |  |  | #UNPARSEABLE
|  | 5 | M587.2527.A.S05..Phi底座A | [5 empty] | 230x120x38mm, SGCC 2t,攻M4, 黑色烤漆 | 794 | 2 | 397 |  |  |  | #UNPARSEABLE
|  | 6 | M587.2527.A.S06..Phi底座B | [5 empty] | 230x120x38mm, SGCC 2t,攻M4, 黑色烤漆 | 794 | 2 | 397 |  |  |  | #UNPARSEABLE
|  | 7 | M587.2527.A.S07..Phi蓋板 | [5 empty] | 165x84x90mm, SGCC 1t, 黑色烤漆 | 594 | 2 | 297 |  |  |  | #UNPARSEABLE
改S081 |  | 8 | M587.2527.A.S08..原點調整板 | [5 empty] | 80x62 SGCC 2t 黑色烤漆 | 591 | 3 | 197 |  |  |  | #UNPARSEABLE
集貨 |  | 8 | M587.2527.A.S081..原點調整板 | [5 empty] | 80x62 SUS304 2t | 381 | 3 | 127 |  |  |  | #UNPARSEABLE
|  | 9 | M587.2527.A.S09..原點指針 | [5 empty] | 30x10x10mm SGCC 1t ,攻M3, 黑色烤漆 | 294 | 2 | 147 |  |  |  | #UNPARSEABLE
到貨 | 3 | 9 | M587.2527.A.S10..Theta光電開關座 | [5 empty] | 68x55x56.7mm SUS304 1t | 277 | 1 | 277 |  |  |  | #UNPARSEABLE
到貨 | 3 | 9 | M587.2527.A.S11..Phi光電開關座 | [5 empty] | D55xd44mm SUS304 1t | 107 | 1 | 107 |  |  |  | #UNPARSEABLE
1230送烤 預0106自取 | 2 | 9 | M587.2527.A.S12..28天線link支架 | [5 empty] | 59.69x30x30.44mm SGCC 1t 黑色烤漆 | 77 | 1 | 77 |  |  |  | #UNPARSEABLE
|  | 10 | M587.2527.A.C01..旋轉下盤 | [5 empty] | D500,d140, 10t, 黑色電木 | 757 | 1 | 757 |  |  |  | #UNPARSEABLE
|  | 11 | M587.2527.A.C02..旋轉上盤 | [5 empty] | D500,d100, 10t, 黑色電木 | 357 | 1 | 357 |  |  |  | #UNPARSEABLE
|  | 12 | M587.2527.A.C03..Phi內板 | [5 empty] | 281x80x8t, 黑色電木 | 614 | 2 | 307 |  |  |  | #UNPARSEABLE
|  | 13 | M587.2527.A.C04..Phi外板 | [5 empty] | 371x80, 2t, 黑色電木 | 614 | 2 | 307 |  |  |  | #UNPARSEABLE
|  | 14 | M587.2527.A.C05..Phi側板 | [5 empty] | 305x55, 8t, 黑色電木 | 600 | 4 | 757 |  |  |  | #UNPARSEABLE
|  | 15 | M587.2527.A.C06..馬達轉接板 | [5 empty] | 64x63, 8t, AL6061 | 757 | 1 | 757 |  |  |  | #UNPARSEABLE
?集貨 組裝中, 切1刀 | 2 | 16 | M587.2527.A.C07..Theta皮帶輪護蓋 | [5 empty] | D80x59mm, 黑色POM | 757 | 1 | 757 |  |  |  | #UNPARSEABLE
|  | 17 | M587.2527.A.C08..Phi轉軸 | [5 empty] | D70xd30xL40mm,黑色POM | 297 | 1 | 297 |  |  |  | #UNPARSEABLE
|  | 18 | M587.2527.A.C09..Phi固定環 | [5 empty] | D65xd55xL10mm,黑色POM | 397 | 1 | 397 |  |  |  | #UNPARSEABLE
|  | 19 | M587.2527.A.C10..Phi治具座 | [5 empty] | D64xd20xL35mm,黑色POM | 514 | 2 | 257 |  |  |  | #UNPARSEABLE
|  | 20 | M587.2527.A.C11..皮帶輪套筒 | [5 empty] | D26xd20xL25,AL 6061 | 257 | 1 | 257 |  |  |  | #UNPARSEABLE
集貨 組裝中 | 3 | 21 | M587.2527.A.C12..原點皮帶輪套筒 | [5 empty] | D29.9x6xL40,AL6061 | 257 | 1 | 257 |  |  |  | #UNPARSEABLE
|  | 21 | M587.2527.A.J01..Theta原點軸 | [5 empty] | D6.9xd5xL61 ,AL6061 | 257 | 1 | 257 |  |  |  | #UNPARSEABLE
|  | 22 | M587.2527.A.M01..HBK50 Theta 1:100 | [5 empty] | 減速比1:100 | 9457 | 1 | 9457 |  |  |  | #UNPARSEABLE
|  | 23 | M587.2527.A.M02..HBK14-Phi 1:50 | [5 empty] | 減速比1:50 | 1577 | 1 | 1577 |  |  |  | #UNPARSEABLE
|  | 24 | M587.2527.A.M04..原點指針固定 | [5 empty] | 內徑6厚度8 外徑20 | 74 | 2 | 37 |  |  |  | #UNPARSEABLE |  |  |  |  | https://item.taobao.com/item.htm?from=cart&id=525337217502&pisk=g-MmDfcdlz_CXgY8wYwXGzSAZLAJG-w_JVBTWRUwazz5krFtWlcoAV4vfIwxZP0rrrkvG5EZrVugXOnZBlkghYhABrLbIcuLIeLpppnjcR2wJedz4uB0LkaN0NUq48yTjzh1ZRojcRaN2NRKamsiq5LCblzwq8rg0tyagS5z4zZgb1uau77zxkwaQVz2UTr3vPSVQPzyqkEOgtzV37yzYk4abVywq0z7bRrq7RkiOOznQXkySkclrhH_1Yq0iyokNOWgj9F48JzPQekumeaE0zXNQr986KiZ7FXTLXgoIWo9ITwxxbyzjAtFsPVngqESSpX4uYmq3rH2ytUqh0lKB28RMrl3jDhi8hCb25Doof0vX1ZosckQhSShKV0rAXwq3F6YlforQzH2XO4E9DwuVAL53Pcr_xFbCZ8g5Ymr3fjyY_5UI1W_4hHP11N4Vu4pv5_9HgwPEuxkq6ObguZQJ3xl13P4Vkapq3fFLSr7AyC..&skuId=4068014140301&spm=a1z0d.6639537%2F202410.item.d525337217502.3d3874844SuuFc
|  | 25 | M587.2527.A.E01..Theta/Phi馬達組 | [5 empty] | 60型, 無減速機 iSVL60-T0630 200W | 6000 | 2 | 3000 |  |  |  | #UNPARSEABLE
|  | 26 | M587.2527.A.E04..光電開關 | [5 empty] | 邦拓斯接近开關NPN/ON | 600 | 6 | 100 |  |  |  | #UNPARSEABLE |  |  |  |  | https://detail.tmall.com/item.htm?abbucket=13&id=627751949380&ltk2=1753670199196zsffcfcyvyqc754niy33a&ns=1&priceTId=2100cffc17536701949513201e0acd&skuId=4454000292395&spm=a21n57.1.hoverItem.1&utparam=%7B%22aplus_abtest%22%3A%22f7597e7577fb680ec41cd3dec3368841%22%7D&xxc=taobaoSearch
確認規格 |  | 27 | M587.2527.A.E05..原點減速機 | [5 empty] | 1:200 | 200 | 2 | 100 |  |  |  | #UNPARSEABLE
|  | 28 | M587.2527.A.P01..Theta主動輪 | [5 empty] | D98.38xd14mm, A type, 5GT-60-H20 | 397 | 1 | 397 |  |  |  | #UNPARSEABLE
|  | 29 | M587.2527.A.P02..Theta從動輪 | [5 empty] | D98.38xd60mm, A type, 5GT-60-H20 | 994 | 2 | 497 |  |  |  | #UNPARSEABLE
|  | 30 | M587.2527.A.P03..Theta原點皮帶輪 | [5 empty] | D131xd30mm, A type, 5GT-80-H20 | 697 | 1 | 697 |  |  |  | #UNPARSEABLE
|  | 31 | M587.2527.A.P04..Theta皮帶 | [5 empty] | 5GT-寬9mm, 皮帶L895mm, (軸距297.6) | 147 | 1 | 147 |  |  |  | #UNPARSEABLE
|  | 32 | M587.2527.A.P05..Theta原點皮帶 | [5 empty] | 5GT-寬9mm, 皮帶L700mm, (軸距174.5) | 97 | 1 | 97 |  |  |  | #UNPARSEABLE
|  | 33 | M587.2527.A.P06..Phi主動輪 | [5 empty] | D47xd14mm, A type, 3GT-45齒-H11-6 | 247 | 1 | 247 |  |  |  | #UNPARSEABLE
|  | 34 | M587.2527.A.P07..Phi動力和原點從動輪 | [5 empty] | D47xd26mm, A type, 3GT-45齒-H11-6 | 494 | 2 | 247 |  |  |  | #UNPARSEABLE
9/29多做一顆 |  | 35 | M587.2527.A.P08..Phi原點從動輪 | [5 empty] | D47xd6mm, A type, 3GT-45齒-H11-6 | 494 | 2 | 247 |  |  |  | #UNPARSEABLE
|  | 36 | M587.2527.A.P09..Phi動力皮帶 | [5 empty] | 3GT-寬6mm, 皮帶L699mm, (軸距282mm) | 117 | 1 | 117 |  |  |  | #UNPARSEABLE
|  | 37 | M587.2527.A.P10..Phi原點皮帶 | [5 empty] | 3GT-6mm, 皮帶L471mm, (軸距167.96mm) | 107 | 1 | 107 |  |  |  | #UNPARSEABLE
|  | 38 | M587.2527.A.X01..不鏽鋼有頭內六角M6xL10 | [5 empty] | (S01+S03)x8, (S02+S03)x2 | 720 | 72 | 10 |  |  |  | #UNPARSEABLE
|  | 39 | M587.2527.A.X02..不鏽鋼有頭內六角M5xL10 | [5 empty] | (E01+S03)x4 | 288 | 72 | 4 |  |  |  | #UNPARSEABLE
|  | 40 | M587.2527.A.X03..不鏽鋼有頭內六角M8xL55 | [5 empty] | (M01+S03)x12 | 864 | 72 | 12 |  |  |  | #UNPARSEABLE
需跟客人確認EUT類型 | 2 | 2 | M587.2527.B..治具 | [6 empty] | 2421 | 1
到貨 | 3 |  | M587.2527.B.C01.左右旋轉板 | [5 empty] | 183x80mm 黑色電木 35t | 914 | 2 | 457 | 0 |  |  | #UNPARSEABLE
到貨 | 3 |  | M587.2527.B.C02..DUT座底 | [5 empty] | 266x80mm 黑色電木 20t | 457 | 1 | 457 | 0 |  |  | #UNPARSEABLE
到貨 | 3 |  | M587.2527.B.S01..10&12校驗治具 | [5 empty] | 50x31x93.1mm SGCC 1t | 428 | 4 | 107 | 0 |  |  | #UNPARSEABLE
到貨 | 3 |  | M587.2527.B.S02..15校驗治具 | [5 empty] | 50x31x76.6mm SGCC 1t | 214 | 2 | 107 | 0 |  |  | #UNPARSEABLE
到貨 | 3 |  | M587.2527.B.S03..19校驗治具 | [5 empty] | 50x34.5x71mm SGCC 1t | 214 | 2 | 107 | 0 |  |  | #UNPARSEABLE
到貨 | 3 |  | M587.2527.B.S04..28校驗治具 | [5 empty] | 50x27x53.2mm SGCC 1t | 194 | 2 | 97 | 0 |  |  | #UNPARSEABLE
|  |  | M587.2527.W..文件與圖 | [7 empty] | 1
|  |  | M587.2527.WA | [6 empty] | 2000 | 2 | 1000
M587.2527.WAS1
M587.2527.WAS2
12/10出圖 | 2 |  | M587.2527.WAS3
|  |  | M587.2527.WB | [6 empty] | 2000 | 2 | 1000
12/2 | 2 |  | M587.2527.WBC1..治具CNC總成
10/22寄 預27到(大陸) | 2 | 4 | M581.2536..RJ45/USB filter_R2 | [5 empty] | M581.2525.A.B02..M581.2536..RJ45 filter_R2 -SE-F12 1P2W 100 -280 VAC/ 6 A x 1(for Equipment & EUT) |  | 1 | 4410
| 4 | 1 | M581.2536.A.RJ45 filter_R2 | [6 empty] | 4610 | 1 | 4610 | 0
|  | 1 | M581.2536.A.C01..上蓋 | [5 empty] | 130x30x19.27, AL6061 | 1000 | 1 | 1000 | 0 |  |  | #UNPARSEABLE
|  | 1 | M581.2536.A.C02..底座 | [5 empty] | 130x30x10.73, AL6061 | 1000 | 1 | 1000 | 0 |  |  | #UNPARSEABLE
|  | 1 | M581.2536.A.C03..左右蓋 | [5 empty] | 30x30x8, AL6061 | 2000 | 2 | 1000 | 0 |  |  | #UNPARSEABLE
|  | 1 | M581.2511.A.E01..RJ45姐頭 | [6 empty] | 200 | 2 | 100 | 0 |  |  | #UNPARSEABLE
|  | 1 | M581.2511.A.E02..RJ45接頭 | [6 empty] | 200 | 2 | 100 | 0 |  |  | #UNPARSEABLE
|  | 1 | M581.2511.A.D01..雙排差接頭 | [6 empty] | 10 | 2 | 5 | 0 |  |  | #UNPARSEABLE
|  | 1 | M581.2511.A.N01..RJ45電路板 | [6 empty] | 200 | 2 | 100 | 0 |  |  | #UNPARSEABLE
| 4 | 1 | M581.2536.B.RJ45 filter_R2 | [6 empty] | 4410 | 1 | 4410 | 0
| 2 | 1 | M581.2536.A.C01..上蓋 | [5 empty] | 130x30x19.27, AL6061 | 1000 | 1 | 1000 | 0 |  |  | #UNPARSEABLE
| 2 | 1 | M581.2536.A.C02..底座 | [5 empty] | 130x30x10.73, AL6061 | 1000 | 1 | 1000 | 0 |  |  | #UNPARSEABLE
| 2 | 1 | M581.2536.A.C03..左右蓋 | [5 empty] | 30x30x8, AL6061 | 2000 | 2 | 1000 | 0 |  |  | #UNPARSEABLE
| 1 | 1 | M581.2536.B.E01..RJ45接頭 | [6 empty] | 200 | 2 | 100 | 0 |  |  | #UNPARSEABLE
| 1 | 1 | M581.2511.A.D01..雙排差接頭 | [6 empty] | 10 | 2 | 5 | 0 |  |  | #UNPARSEABLE
| 1 | 1 | M581.2511.A.N01..RJ45電路板 | [5 empty] | 含電子元件 | 200 | 2 | 100 | 0 |  |  | #UNPARSEABLE
1006出圖 | 2 | 1 | M581.2536.C..RJ45 filter_R2 | [6 empty] | 2658 | 1 | 2658 | 0
1023到 集貨 | 3 | 1 | M581.2536.C.C01..上蓋 | [5 empty] | 90x30x16.18mm, AL6061 | 727 | 1 | 727 | 0 |  |  | #UNPARSEABLE
1023到 集貨 | 3 | 1 | M581.2536.C.C02..底座 | [5 empty] | 90x30x13.82, AL6061 | 727 | 1 | 727 | 0 |  |  | #UNPARSEABLE
1023到 集貨 | 3 | 1 | M581.2536.C.C03..左右蓋 | [5 empty] | 30x30x8, AL6061 | 754 | 2 | 377 | 0 |  |  | #UNPARSEABLE
設計 | 1 | 1 | M581.2536.C.E01..RJ45接頭 | [6 empty] | 200 | 2 | 100 | 0 |  |  | #UNPARSEABLE
設計 | 1 | 1 | M581.2536.C.D01..雙排差接頭 | [6 empty] | 10 | 2 | 5 | 0 |  |  | #UNPARSEABLE
設計 | 1 | 1 | M581.2536.C.D02..漆包線 | [5 empty] | 60mm | 40 | 8 | 5 | 0 |  |  | #UNPARSEABLE
設計 | 1 | 1 | M581.2536.C.N01..RJ45電路板 | [5 empty] | 含電子元件 | 200 | 2 | 100 | 0 |  |  | #UNPARSEABLE
1006出圖 | 2 | 1 | M581.2536.D..USB3.0 filter_R2 | [6 empty] | 2868 | 1 | 2868 | 0
1023到 集貨 | 3 | 1 | M581.2536.D.C01..上蓋 | [5 empty] | 108x30x16mm, AL6061 | 727 | 1 | 727 | 0 |  |  | #UNPARSEABLE
1023到 集貨 | 3 | 1 | M581.2536.D.C02..底座 | [5 empty] | 108x30x14mm, AL6061 | 727 | 1 | 727 | 0 |  |  | #UNPARSEABLE
1023到 集貨 | 3 | 1 | M581.2536.D.C03..左右蓋 | [5 empty] | 30x30x8, AL6061 | 754 | 2 | 377 | 0 |  |  | #UNPARSEABLE
設計 | 1 | 1 | M581.2536.D.E01..RJ45接頭 | [6 empty] | 200 | 2 | 100 | 0 |  |  | #UNPARSEABLE
設計 | 1 | 1 | M581.2536.D.D01..USB轉接頭 | [6 empty] | 10 | 2 | 5 | 0 |  |  | #UNPARSEABLE
設計 | 1 | 1 | M581.2536.D.D02..USB-180度插頭 | [6 empty] | 10 | 2 | 5 | 0 |  |  | #UNPARSEABLE
設計 | 1 | 1 | M581.2536.D.D03..漆包線 | [5 empty] | 57mm | 40 | 8 | 5 | 0 |  |  | #UNPARSEABLE
設計 | 1 | 1 | M581.2536.D.N01..USB電路板 | [5 empty] | 含電子元件 | 200 | 2 | 100 | 0 |  |  | #UNPARSEABLE
設計 | 1 | 1 | M581.2536.D.N02..USB轉接板 | [5 empty] | 含電子元件 | 200 | 2 | 100 | 0 |  |  | #UNPARSEABLE
抉擇廠商 | 2 | 5 | M581.2544..Power filter_R2 | [5 empty] | M581.2525.A.B04..M581.2544..Power filter_R2 -SE-F22-02 RJ45 1Gbps x 2 -SE-F23-02 USB3.0 x 2 (1 for Positioner) |  | 1 | 2411
| 2 | 1 | M581.2544.A..Power filter_R2 | [5 empty] | 16A | 1230 | 1 | 1230 | 0
未收到圖資 請確認 | 1 | 1 | M581.2544.A.C01..上蓋 | [5 empty] | 100x31mm, AL5052 2t, | 100 | 1 | 100 | 0 |  |  | #UNPARSEABLE
未收到圖資 請確認 | 1 | 1 | M581.2544.A.C02..底座 | [5 empty] | 134x35x40mm, AL6061 | 1000 | 1 | 1000 | 0 |  |  | #UNPARSEABLE
已到貨, 確認規格 | 2 | 1 | M581.2544.A.E01..EMI濾波器-2L | [6 empty] | 100 | 1 | 100 | 0 |  |  | #UNPARSEABLE
已到貨, 確認規格 | 2 | 1 | M581.2544.A.E02..穿心電容 | [6 empty] | 20 | 2 | 10 | 0 |  |  | #UNPARSEABLE
已到貨, 確認規格 | 2 | 1 | M581.2544.A.X01..M24薄螺帽 | [5 empty] | M24螺帽與墊片 | 10 | 1 | 10 | 0 |  |  | #UNPARSEABLE
| 2 | 1 | M581.2544.B..Power filter_無濾波 | [5 empty] | 16A | 2411 | 1 | 2411 | 0
1027到 集貨 | 3 | 1 | M581.2544.B.C01..螺管 | [5 empty] | M24xL80, AL6061, pitch-3mm | 2277 | 1 | 2277 | 0 |  |  | #UNPARSEABLE
已到貨, 確認規格 | 2 | 1 | M581.2544.B.E02..穿心電容 | [6 empty] | 20 | 2 | 10 | 0 |  |  | #UNPARSEABLE
已到貨, 確認規格 | 2 | 1 | M581.2544.A.X01..M24螺帽 | [5 empty] | M24螺帽與墊片 | 114 | 2 | 57 | 0 |  |  | #UNPARSEABLE
| 1 | 6 | M587.2566..Laser aliment_R2 | [5 empty] | M581.2525.A.B03..M587.2566..Laser aliment_R2 -Independent 3 red laser line |  | 1 | 1000
| 2 | 1 | M587.2566.A..Laser aliment_R2 | [6 empty] | 1000 | 1 | 1000 | 0
設計 | 2 | 1 | M581.2544.A.C01..上殼 | [6 empty] | 1000 | 1 | 1000 | 0 |  |  | #UNPARSEABLE
| 1 | 10 | M587.2513..多饋源天線架 R2 | [5 empty] | M581.2525.C.B02.. -2 axis positioner: Polarization/ X-Axial -Polarization: 0°/ 90° with accuracy 0.5° -Feed antenna Q'ty: 5 antennas |  | 1 | 16288
確認狀態 | 2 | 2 | M587.2513.A..多饋源天線架 R2 | [5 empty] | 報價單內容: AE-P76 Automatic Sliding Feed Positioner -2 axis positioner: Polarization/ X-Axial -Polarization: 0°/ 90° with accuracy 0.5° -Feed antenna Q'ty: 5 antennas | 16288 | 1
設計變更C011 | 4 | 24 | M587.2513.A.C01..Y滑動平台 | [5 empty] | 200x34x10mm, AL6061, 黑色陽極 | 927 | 1 | 927 | 0 |  |  | #UNPARSEABLE
集貨 待安裝 | 3 | 24 | M587.2513.A.C011..Y滑動平台-加長 | [5 empty] | 200x34x10mm, AL6061, 黑色陽極 | 1807 | 1 | 1807 | 0 |  |  | #UNPARSEABLE
集貨, 未安裝 | 3 | 24 | M587.2513.A.C02..Y滑動側板 | [5 empty] | 165x34x10mm, AL6061, 黑色陽極 | 1494 | 2 | 747 | 0 |  |  | #UNPARSEABLE
已安裝 | 3 | 24 | M587.2513.A.C03..天線固定板 | [5 empty] | 315x60x59mm, 黑色電木 | 317 | 1 | 317 | 0 |  |  | #UNPARSEABLE
|  | 24 | M587.2513.A.C04..Z調整塊 | [5 empty] | 20x20x7mm, AL6061, 黑色陽極 | 377 | 1 | 377 | 0 |  |  | #UNPARSEABLE
結構軟, 改3t-S011 |  | 24 | M587.2513.A.S01..饋源座 | [5 empty] | 669x30x60mm, SGCC 2t, 焊接M3攻牙, 黑色烤漆 | 697 | 1 | 697 | 0 |  |  | #UNPARSEABLE
K已集貨 | 3 | 24 | M587.2513.A.S011..饋源座-加強 | [5 empty] | 668x31x60mm, SGCC 3t, 焊接M3攻牙, 黑色烤漆 | 507 | 1 | 507 | 0 |  |  | #UNPARSEABLE
|  | 24 | M587.2513.A.S02..X滑動平台 | [5 empty] | 320x60x50mm, SGCC 3t, M3攻牙, 黑色烤漆 | 467 | 1 | 467 | 0 |  |  | #UNPARSEABLE
結構軟,改2t |  | 24 | M587.2513.A.S03..Z滑動平台 | [5 empty] | 198x150x50mm, SGCC 1t, 4邊滿焊, M3/M6攻牙, 黑色烤漆 | 607 | 1 | 607 | 0 |  |  | #UNPARSEABLE
加固定螺帽 | 3 | 24 | M587.2513.A.S04..YZ調整架 | [5 empty] | 80x30x20mm, SGCC 1t, 黑色烤漆 | 374 | 2 | 187 | 0 |  |  | #UNPARSEABLE
設變-用不到 | 4 | 24 | M587.2513.A.S05..遮板 | [5 empty] | 2C0x220, SGCC 2t, 黑色烤漆 | 377 | 1 | 377 | 0 |  |  | #UNPARSEABLE
K已集貨 | 3 | 24 | M587.2513.A.S051..遮板加長 | [5 empty] | 2C0x220, SGCC 1t, 黑色烤漆 | 267 | 1 | 267 | 0 |  |  | #UNPARSEABLE
到貨 | 3 | 24 | M587.2513.A.S06..Switch鎖板 | [5 empty] | 340x100mm SUS304 1t | 177 | 1 | 177 | 0 |  |  | #UNPARSEABLE
起始孔洞要確認 | 3 | 32 | M587.2513.A.M01..X滑軌組 | [5 empty] | L660mm, MGN9Cx3, MGN9x1 | 957 | 1 | 957 | 0 |  |  | #UNPARSEABLE |  |  |  |  | https://item.taobao.com/item.htm?detail_redpacket_pop=true&id=936965232973&ltk2=175326519624079cz5fme9u8mfvn1rasys&ns=1&priceTId=2100c88d17532651711637217e0a4b&query=%E5%8C%85%E8%86%A0%E7%A3%81%E9%90%B5&skuId=5994282658509&spm=a21n57.1.hoverItem.4&utparam=%7B%22aplus_abtest%22%3A%22a6c642fb016ca50638bd587233949fff%22%7D&xxc=ad_ztc
|  | 32 | M587.2513.A.M02..28導軌組 | [5 empty] | 28型, L375mm, S300mm, | 507 | 1 | 507 | 0 |  |  | #UNPARSEABLE
已補1組 |  | 32 | M587.2513.A.M03..YZ滑軌組 | [5 empty] | L80mm, MGN9Cx1, MGN9x1 | 828 | 4 | 207 | 0 |  |  | #UNPARSEABLE |  |  |  |  | https://item.taobao.com/item.htm?detail_redpacket_pop=true&id=936965232973&ltk2=175326519624079cz5fme9u8mfvn1rasys&ns=1&priceTId=2100c88d17532651711637217e0a4b&query=%E5%8C%85%E8%86%A0%E7%A3%81%E9%90%B5&skuId=5994282658509&spm=a21n57.1.hoverItem.4&utparam=%7B%22aplus_abtest%22%3A%22a6c642fb016ca50638bd587233949fff%22%7D&xxc=ad_ztc
|  |  | M587.2513.A.J01..焊接費 | [5 empty] | S011x1 | 207 | 1 | 207 | 0 |  |  | #UNPARSEABLE
價格確認 |  |  | M587.2513.A.J02..烤漆費 | [5 empty] | S051 $150x1+S011 $150x1 | 307 | 1 | 307 | 0 |  |  | #UNPARSEABLE
價格確認 |  |  | M587.2513.A.J03..C03修改費 | [5 empty] | 中舟 上機台擴孔 | 807 | 1 | 807 | 0 |  |  | #UNPARSEABLE
0815出圖 | 1 | 32 | M587.2513.A.M04..M6優利軟膠頂絲 | [5 empty] | M6xL10, | 120 | 4 | 30 | 0 |  |  | #UNPARSEABLE
0815出圖 | 1 | 32 | M587.2513.A.M05..M6手擰螺帽 | [5 empty] | M6xL10, | 120 | 4 | 30 | 0 |  |  | #UNPARSEABLE
0815出圖 | 1 | 32 | M587.2513.A.J01..焊接 | [5 empty] | 28型, L340mm | 2000 | 1 | 2000 | 0 |  |  | #UNPARSEABLE
0815出圖 | 1 | 32 | M587.2513.A.J02..烤漆 | [5 empty] | 28型, L340mm | 2000 | 1 | 2000 | 0 |  |  | #UNPARSEABLE
0815出圖 | 1 | 32 | M587.2513.A.X01..M6-調整螺帽 | [5 empty] | M6 | 20 | 10 | 2 | 0 |  |  | #UNPARSEABLE
0815出圖 | 1 | 32 | M587.2513.A.X02..M6xL100-調整螺絲 | [5 empty] | M6xL100 | 10 | 1 | 10 | 0 |  |  | #UNPARSEABLE
0815出圖 | 1 | 32 | M587.2513.A.X02..M6xL100-調整螺絲 | [5 empty] | M6xL100 | 10 | 1 | 10 | 0 |  |  | #UNPARSEABLE
確認狀態 | 2 | 2 | M587.2513.A..多饋源天線架 R2 | [5 empty] | 報價單內容: AE-P76 Automatic Sliding Feed Positioner -2 axis positioner: Polarization/ X-Axial -Polarization: 0°/ 90° with accuracy 0.5° -Feed antenna Q'ty: 5 antennas | 3708 | 1
設計變更C011 | 4 | 24 | WR19-600mm, | [5 empty] | 482 | 927 | 1 | 927 | 0 |  |  | #UNPARSEABLE
設計變更C011 | 4 | 24 | WR15-600mm, | [5 empty] | 482 | 927 | 1 | 927 | 0 |  |  | #UNPARSEABLE
設計變更C011 | 4 | 24 | WR28-400mm, | [5 empty] | 344 | 927 | 1 | 927 | 0 |  |  | #UNPARSEABLE
設計變更C011 | 4 | 24 | WR10-200mm, | [5 empty] | 152 | 927 | 1 | 927 | 0 |  |  | #UNPARSEABLE
| 2 | 5 | 55 | [7 empty] | 1
8/14 |  | 33 | M587.2513.WAS1 | [18 empty] | M251.S101
9/26 | 2 | 33 | M587.2513.WAS2 | [18 empty] | M251.S101
8/14 |  | 33 | M587.2513.WAC1 | [18 empty] | M251.S101
9/26 | 2 | 33 | M587.2513.WAC2 | [18 empty] | M251.S101
8/14 |  | 33 | M587.2513.WAM1 | [18 empty] | M251.S101
| 2 | 11 | M587.2568..反射面調整_R2 | [5 empty] | M581.2525.C.B02.. |  | 1 | 5845
| 2 | 1 | M587.2568.A..反射面調整 | [6 empty] | 5845 | 1
|  | 1 | M587.2568.A.S01..底盤 | [5 empty] | 666x476x43mm, SGCC 1t, 周邊滿焊, 黑色烤漆 | 1537 | 1 | 1537
|  | 2 | M587.2568.A.S02..中盤 | [5 empty] | 380x380x30mm, SGCC 1t, 周邊滿焊, 黑色烤漆 | 657 | 1 | 657
|  | 3 | M587.2568.A.S03..上盤 | [5 empty] | 380x380x35mm, SGCC 1t, 周邊滿焊, 黑色烤漆 | 727 | 1 | 727
|  | 4 | M587.2568.A.S04..角度固定板 | [5 empty] | 75x45mm, SGCC 1t, 黑色烤漆 | 228 | 4 | 57
|  | 4 | M587.2568.A.S05..反射面架A | [5 empty] | 201.5x104x36mm, SGCC 1t, 4邊滿焊, 黑色烤漆 | 257 | 1 | 257
|  | 4 | M587.2568.A.S06..反射面架B | [5 empty] | 201.5x104x36mm, SGCC 1t, 4邊滿焊, 黑色烤漆 | 257 | 1 | 257
|  | 5 | M587.2568.A.J01..焊接 | [5 empty] | S01, S02, S03, S05, S06 | 807 | 1 | 807
|  | 5 | M587.2568.A.J02..烤漆 | [5 empty] | S01, S02, S03, S04, S05, S06, | 587 | 1 | 587
是的 |  | 5 | M587.2568.A.M01..#5050鉸鏈 | [6 empty] | 628 | 4 | 157
|  | 7 | M583.2491.A.X01..M8x10 | [5 empty] | M8x10, S01x4, S03+S04+S05x10, S04x2 | 80 | 16 | 5
|  | 8 | M583.2491.A.X02..M6x10 | [5 empty] | M6x10, S04x4, | 16 | 4 | 4
|  | 8 | M583.2491.A.X03..M5x8 | [5 empty] | M5x8, M01x8, | 24 | 8 | 3
|  | 9 | M583.2491.A.X04..M6x105 | [5 empty] | M6x10, S03x1, | 20 | 1 | 20
|  | 9 | M583.2491.A.X05..M6x65 | [5 empty] | M6x10, S02x1, | 20 | 1 | 20
| 1 | 12 | M582.2511..R2路經切換器 | [5 empty] | M581.2525.C.B01.. -Rotary Joint: DC - 67GHz -Coaxial connector: 1.85mm -RF switching box for polarization |  | 1 | 103000
| 2 | 1 | M582.2511.A..整機路徑切換器 | [5 empty] | 報價單內容: FM-S12 Measurement System with switching box -Rotary Joint: DC - 67GHz -Coaxial connector: 1.85mm -RF switching box for polarization and 2 function selection -Path frequency: DC - 67GHz -RF Cable set | 103000 | 1 | 103000 | 0
預08/08到貨 | 2 | 1 | M581.2511.A.A01..SPDT 67 GHz | [5 empty] | 交期7週 | 63000 | 1 | 63000 | 0 |  |  | #UNPARSEABLE
設計 | 1 | 1 | M581.2511.A.M01..機殼 | [6 empty] | 10000 | 1 | 10000 | 0 |  |  | #UNPARSEABLE
設計 | 1 | 1 | M581.2511.A.M01..機殼 | [6 empty] | 10000 | 1 | 10000 | 0 |  |  | #UNPARSEABLE
設計 | 1 | 1 | M581.2511.A.M01..機殼 | [6 empty] | 10000 | 1 | 10000 | 0 |  |  | #UNPARSEABLE
設計 | 1 | 1 | M581.2511.A.M02..電控料 | [6 empty] | 10000 | 1 | 10000 | 0 |  |  | #UNPARSEABLE
| 1 | 13 | M587.2569_水平儀調整_R2 | [5 empty] | M581.2525.C.B01.. |  | 1
10月底(台) | 2 | 13 | M583.2525-R2饋源天線組 | [5 empty] | M581.2525.C.B01.. |  | 1 | 36230
| 2 | 1 | M583.2525.A..WR10 | [6 empty] | 8514 | 1 | 8514 | 0
10/30到 | 3 | 1 | M583.2525.A.C01 | [5 empty] | D36xd3xh45.59mm, AL7075 陽極 | 4007 | 1 | 4007
10/30到 | 3 | 1 | M583.2525.A.C02 | [5 empty] | D25.5xd3xh25mm, AL7075 陽極 | 4507 | 1 | 4507
| 2 | 1 | M583.2525.B..WR12 | [6 empty] | 8514 | 1 | 8514 | 0
10/30到 | 3 | 1 | M583.2525.B.C01 | [5 empty] | D36xd3.8xh45.59mm, AL7075 陽極 | 4007 | 1 | 4007
10/30到 | 3 | 1 | M583.2525.B.C02 | [5 empty] | D25.5xd3.8xh35mm, AL7075 陽極 | 4507 | 1 | 4507
| 2 | 1 | M583.2525.C..WR15 | [6 empty] | 8514 | 1 | 8514 | 0
10/30到 | 3 | 1 | M583.2525.C.C01 | [5 empty] | D36xd4.75xh45.59mm, AL7075 陽極 | 4007 | 1 | 4007
10/30到 | 3 | 1 | M583.2525.C.C02 | [5 empty] | D30xd4.75xh35mm, AL7075 陽極 | 4507 | 1 | 4507
| 2 | 1 | M583.2525.D..WR19 | [6 empty] | 8514 | 1 | 8514 | 0
10/30到 | 3 | 1 | M583.2525.D.C01 | [5 empty] | D36xd5.3xh45.59mm, AL7075 陽極 | 4007 | 1 | 4007
10/30到 | 3 | 1 | M583.2525.D.C02 | [5 empty] | D30xd5.3xh35mm, AL7075 陽極 | 4507 | 1 | 4507
| 2 | 1 | M583.2525.F..其他 | [6 empty] | 2174 | 1 | 2174 | 0
未設計完成 | 4 | 1 | M583.2525.F.C01..天線固定板 | [5 empty] | 4天線200x35x45mm, AL6061 黑色陽極 |  | 1 | 1000
0924出圖 | 2 | 1 | M583.2525.F.C011..天線固定架 | [5 empty] | 單天線200x60x59mm, 黑色電木 | 1000 | 1 | 1000
0924出圖 | 2 | 1 | M583.2525.F.C02..饋源天線固定板 | [5 empty] | D48xd22xh16.5mm, 黑色電木 | 1000 | 4 | 250
| 2 | 1 | M583.2525.F.M01..定位銷 M3xL12, 牙長4mm | [5 empty] | M3xL12 - 15 | 10 | 2 | 5 | [8 empty] | https://detail.tmall.com/item.htm?from=cart&id=600692050610&mi_id=0000Gq7Iog5k4afCeE3ronb7onmm5SD63my7eOGpkEnRYUQ&skuId=5126796739674&spm=a1z0d.6639537%2F202410.item.d600692050610.3d387484YsYbD7&upStreamPrice=441
| 2 | 1 | M583.2525.F.X01..Peek M8xL16 | [5 empty] | M8xL10 - 16 | 20 | 2 | 10
| 2 | 1 | M583.2525.A.X01..M3xL5 | [6 empty] | 48 | 16 | 3
| 2 | 1 | M583.2525.A.X02..M3xL10 | [6 empty] | 48 | 16 | 3
| 2 | 1 | M583.2525.A.X01..英制 | [6 empty] | 48 | 16 | 3
| 2 | 15 | M6XX..費用 | [6 empty] | 2026414 | 1 |  |  |  |  | 40.57%
| 2 |  | 外部費用 | [6 empty] | 2026414 | 1 | 2026414 |  |  |  | #UNPARSEABLE
|  |  | 海運整櫃運費(出口)日本神戶_第一次 | [5 empty] | M615.251291 | 23407 | 1 | 23407 |  |  |  | #UNPARSEABLE
|  |  | 空運運費(出口)日本神戶_第二次 | [5 empty] | M615.251292 | 0 |  | 17707 |  |  |  | #UNPARSEABLE
|  |  | 出差+機票 | [5 empty] | 差旅8/27-9/27, 差旅費16.4萬，機票2人2萬9 | 193007 | 1 | 193007 |  |  |  | #UNPARSEABLE
|  |  | 物料裝訂費(出口) 木箱_M3第一次出口 | [5 empty] | M611.251293 | 5000 | 1 | 6340 |  |  |  | #UNPARSEABLE
| 2 |  | 推高機 | [6 empty] | 5000 | 1 | 5007 |  |  |  | #UNPARSEABLE
| 2 |  | 傭金(usd60000) | [6 empty] | 1800000 | 1 | 1800000 |  |  |  | #UNPARSEABLE
|  | 16 | Note | [12 empty] | 0%
|  |  | 運輸分配 | [12 empty] | #UNPARSEABLE
第一批
| 2 |  | 吸波材
確認數量,採購 | 2 |  | 魔鬼氈黏扣帶
交期問題 | 1 |  | M3天線環
缺設計 要買XPS板 | 1 |  | M3吸波材走道
缺設計 材積大,海運 | 1 |  | M3保麗龍治具
缺設計 重量重,海運 | 1 |  | M3校驗治具
缺設計 重量重,海運 | 1 |  | M3 2D轉台
第二批
|  |  | outstanding | [12 empty] | #UNPARSEABLE
Design, M3, R2,
kick-off meeting PPT-0613
Absorber-SOP
Absorber-push delivery
|  | 2 | A2-Hardware |  |  | 0 | 2 | 2 |  | 0 | 1 |  | 185300 | 185300 | 100% | 100%
|  | 1 | A21..Chamber technology |  |  | 0 | 2 | 2 |  | 0 | 1 | Patrick | 185300 | 185300 | 100% | 100% | [8 empty] | 1
| 2 |  | A211..SE Shielding Enclosure Collection |  | 1 | 0 | 2 | 2 |  |  | 1 |  |  |  |  | #DIVIDE BY ZERO
| 2 |  | SE-R. Shielding Room |  | 2 | 0 | 0 | 0
| 2 |  | SE-B1 System Shielding Box |  |  | 0 | 0 | 0
| 2 |  | SE-B2 Manually Shielding Box |  |  | 0 | 0 | 0 | 材積： 1<60 2<90 3<120 4<150 5<180 6<210 7<240 8<270 9<300
| 2 |  | SE-B3 Auto-latching Shielding Box |  |  | 0 | 0 | 0 |  | 0 | 1 | 0 | 0
| 4 |  | SE-B5 Bulkhead Shielding Box |  |  | 0 | 0 | 0 |  | 0 | 1 | 0 | 0
| 4 |  | SE-B7 Special Shielding box |  |  | 0 | 0 | 0 |  | 0 | 1 | 0 | 0
| 4 |  | SE-B8 Shielding box accessories |  |  | 0 | 0 | 0 |  | 0 | 1 | 0 | 0
| 2 |  | SE-B Shielding Box |  | 2 | 0 | 2 | 1
| 2 |  | SE-B1 System Shielding Box |  |  | 0 | 0 | 0
| 2 |  | SE-B11 A1 Shielding Box
| 2 |  | SE-B111 Shielding Box(A1)(天線在上方) -Outside Dimension: L30 x W30 x H30cm -Shielding effective: 30M - 18GHz > 100dB -Modular steel pan type shielded enclosure by 2mm galvanized steel sheet -Painted on visual panel
| 2 |  | SE-B12 A2 Shielding Box
| 2 |  | SE-B121 Shielding Box(A1)(天線在上方) -Outside Dimension: L30 x W30 x H30cm -Shielding effective: 30M - 18GHz > 100dB -Modular steel pan type shielded enclosure by 2mm galvanized steel sheet -Painted on visual panel
| 2 |  | SE-B13 A3 Shielding Box
| 2 |  | SE-B131 Shielding Box(A3) -Outside Dimension: L30 x W30 x H30cm -Shielding effective: 30M - 18GHz > 100dB -Modular steel pan type shielded enclosure by 2mm galvanized steel sheet -Painted on visual panel
| 2 |  | SE-B15 R1 Shielding Box
| 2 |  | SE-B131 Shielding Box(A3) -Outside Dimension: L30 x W30 x H30cm -Shielding effective: 30M - 18GHz > 100dB -Modular steel pan type shielded enclosure by 2mm galvanized steel sheet -Painted on visual panel
| 2 |  | SE-B16 R2 Shielding Box
| 2 |  | SE-B131 Shielding Box(A3) -Outside Dimension: L30 x W30 x H30cm -Shielding effective: 30M - 18GHz > 100dB -Modular steel pan type shielded enclosure by 2mm galvanized steel sheet -Painted on visual panel
| 4 |  | SE-B17 R3 Shielding Box
| 4 |  | SE-B131 Shielding Box(A3) -Outside Dimension: L30 x W30 x H30cm -Shielding effective: 30M - 18GHz > 100dB -Modular steel pan type shielded enclosure by 2mm galvanized steel sheet -Painted on visual panel
| 2 |  | SE-B2 Manually Shielding Box |  |  | 0 | 2 | 1 | 材積： 1<60 2<90 3<120 4<150 5<180 6<210 7<240 8<270 9<300
| 2 |  | SE-B21 Desktop Manually Shielding Box |  |  | 0 | 2 | 1
| 2 |  | SE-B221- Desktop Auto-latching Shielding Box Outside Dimension: L30 x W30 x H30cm -Shielding effective: 30M - 18GHz > 100dB -Modular steel pan type shielded enclosure by galvanized steel sheet |  |  | 0 | 1 | 0
| 2 |  | SE-B222- Desktop Auto-latching Shielding Box Outside Dimension: L60 x W60 x H60cm -Shielding effective: 30M - 18GHz > 100dB -Modular steel pan type shielded enclosure by galvanized steel sheet |  |  | 0 | 1 | 0
| 3 |  | SE-B228- Desktop Auto-latching Shielding Box Outside Dimension: L90 x W90 x H90cm -Shielding effective: 30M - 18GHz > 100dB -Modular steel pan type shielded enclosure by galvanized steel sheet |  | 3 | 0 | 0 | 1 |  | 50 | 1 | 300 | 300 | 250 | 83.33% | 30% | 160 | 76.19%
| 4 |  | SE-X331..3 line -Independent 2 red laser line -Mounting type: Wall bracket -Vertical alignment: 2 line -Power input: DC12V -Max. currency: 1A |  |  | 0 | 0 | 0
| 2 |  | SE-B22 Vertical Manually Shielding Box |  |  | 0 | 0 | 0
| 4 |  | SE-X331..3 line -Independent 2 red laser line -Mounting type: Wall bracket -Vertical alignment: 2 line -Power input: DC12V -Max. currency: 1A
| 2 |  | SE-B23 Compact Manually Shielding Box |  |  | 0 | 0 | 0
| 4 |  | SE-X331..3 line -Independent 2 red laser line -Mounting type: Wall bracket -Vertical alignment: 2 line -Power input: DC12V -Max. currency: 1A
| 2 |  | SE-B3 Auto-latching Shielding Box |  |  | 0 | 0 | 0 |  | 0 | 1 | 0 | 0
| 2 |  | SE-B31 Desktop Auto-latching Shielding Box
| 4 |  | SE-X331-L30W30H30 Desktop Auto-latching Shielding Box -Independent 2 red laser line -Mounting type: Wall bracket -Vertical alignment: 2 line -Power input: DC12V -Max. currency: 1A |  | 3
| 2 |  | SE-B32 Vertical Auto-latching Shielding Box
| 4 |  | SE-X331..3 line -Independent 2 red laser line -Mounting type: Wall bracket -Vertical alignment: 2 line -Power input: DC12V -Max. currency: 1A
| 2 |  | SE-B33 Compact Auto-latching Shielding Box
| 4 |  | SE-X331..3 line -Independent 2 red laser line -Mounting type: Wall bracket -Vertical alignment: 2 line -Power input: DC12V -Max. currency: 1A
| 4 |  | SE-B5 Bulkhead Shielding Box |  |  | 0 | 0 | 0 |  | 0 | 1 | 0 | 0
| 3 |  | SE-X33..3-plane
| 4 |  | SE-X331..3 line -Independent 2 red laser line -Mounting type: Wall bracket -Vertical alignment: 2 line -Power input: DC12V -Max. currency: 1A
| 4 |  | SE-B7 Special Shielding box |  |  | 0 | 0 | 0 |  | 0 | 1 | 0 | 0
| 3 |  | SE-X33..3-plane
| 4 |  | SE-X331..3 line -Independent 2 red laser line -Mounting type: Wall bracket -Vertical alignment: 2 line -Power input: DC12V -Max. currency: 1A
| 4 |  | SE-B8 Shielding box accessories |  |  | 0 | 0 | 0 |  | 0 | 1 | 0 | 0
| 3 |  | SE-X33..3-plane
| 4 |  | SE-X331..3 line -Independent 2 red laser line -Mounting type: Wall bracket -Vertical alignment: 2 line -Power input: DC12V -Max. currency: 1A
| 2 |  | SE-D..Shielding door |  | 2 | 0 | 0 | 0
12/26到貨 | 3 |  | M581.2524.A.A01..RF Cable 60cm | [5 empty] | 暗室AP盤-隔離箱下層介面*4 | 9028 | 4 | 2257 |  |  |  | #DIVIDE BY ZERO |  |  |  |  | 補製令 | M558.A223.60
| 2 |  | SE-H..Shielding honeycomb Air Vent |  | 2 | 0 | 0 | 0
12/26到貨 | 3 |  | M581.2524.A.A01..RF Cable 60cm | [5 empty] | 暗室AP盤-隔離箱下層介面*4 | 9028 | 4 | 2257 |  |  |  | #DIVIDE BY ZERO |  |  |  |  | 補製令 | M558.A223.60
| 2 |  | SE-F Filter |  | 2 | 0 | 0 | 0
12/26到貨 | 3 |  | M581.2524.A.A01..RF Cable 60cm | [5 empty] | 暗室AP盤-隔離箱下層介面*4 | 9028 | 4 | 2257 |  |  |  | #DIVIDE BY ZERO |  |  |  |  | 補製令 | M558.A223.60
| 2 |  | SE-A Access panel |  | 2 | 0 | 0 | 0
12/26到貨 | 3 |  | M581.2524.A.A01..RF Cable 60cm | [5 empty] | 暗室AP盤-隔離箱下層介面*4 | 9028 | 4 | 2257 |  |  |  | #DIVIDE BY ZERO |  |  |  |  | 補製令 | M558.A223.60
| 2 |  | SE-L Lighting |  | 2 | 0 | 0 | 0
| 4 |  | SE-L1 Lighting
| 2 |  | SE-L2 Low Noise Lighting
| 4 |  | SE-L21..
| 2 |  | SE-L22..Low noise LED floodlight
| 4 |  | SE-L221 10W Low Noise LED Floodlight Power Consumption: 10W | [5 empty] | SE-L221 10W Low Noise LED Floodlight Power Consumption: 30W Input Voltage: AC 100–220V (~50/60Hz) Noise floor: Conducted Line Noise: -80 dBμV @ 1GHz Luminous Flux: Approximately 2,700–3,600 lumens Color Temperature (CCT): 4000K–6500K Housing: Die-cast aluminum alloy body Lifespan: Approximately 30,000 hours Beam Angle: 90°–110° Mounting: Wall/ground mount with adjustable bracket for flexible aiming Operating Temperature: -20°C to +50°C
| 2 |  | SE-L222..30W Low noise LED floodlight Power Consumption: 30W Input Voltage: AC 100–220V (~50/60Hz) Luminous Flux: Approximately 2,700–3,600 lumens Color Temperature (CCT): 4000K–6500K Housing: Die-cast aluminum alloy body Lifespan: Approximately 30,000 hours Beam Angle: 90°–110° Mounting: Wall/ground mount with adjustable bracket for flexible aiming Operating Temperature: -20°C to +50°C | [5 empty] | SE-L221 10W Low Noise LED Floodlight Power Consumption: 30W Input Voltage: AC 100–220V (~50/60Hz) Noise floor: Conducted Line Noise: -80 dBμV @ 1GHz Luminous Flux: Approximately 2,700–3,600 lumens Color Temperature (CCT): 4000K–6500K Housing: Die-cast aluminum alloy body Lifespan: Approximately 30,000 hours Beam Angle: 90°–110° Mounting: Wall/ground mount with adjustable bracket for flexible aiming Operating Temperature: -20°C to +50°C
| 2 |  | SE-L223..50W Low noise LED floodlight Power Consumption: 50W Input Voltage: AC 100–220V (~50/60Hz) Luminous Flux: Approximately 4,700–5,500 lumens Color Temperature (CCT): 4000K–6500K Housing: Die-cast aluminum alloy body Lifespan: Approximately 30,000 hours Beam Angle: 90°–110° Mounting: Wall/ground mount with adjustable bracket for flexible aiming Operating Temperature: -20°C to +50°C
| 4 |  | SE-L224..80W Low noise LED floodlight Power Consumption: 30W Input Voltage: AC 100–220V (~50/60Hz) Luminous Flux: Approximately 2,700–3,600 lumens Color Temperature (CCT): 4000K–6500K Housing: Die-cast aluminum alloy body Lifespan: Approximately 30,000 hours Beam Angle: 90°–110° Mounting: Wall/ground mount with adjustable bracket for flexible aiming Operating Temperature: -20°C to +50°C
| 4 |  | SE-L225..100W Low noise LED floodlight Power Consumption: 30W Input Voltage: AC 100–220V (~50/60Hz) Luminous Flux: Approximately 2,700–3,600 lumens Color Temperature (CCT): 4000K–6500K Housing: Die-cast aluminum alloy body Lifespan: Approximately 30,000 hours Beam Angle: 90°–110° Mounting: Wall/ground mount with adjustable bracket for flexible aiming Operating Temperature: -20°C to +50°C Power Consumption: 30W Input Voltage: AC 100–220V (~50/60Hz) Luminous Flux: Approximately 2,700–3,600 lumens Color Temperature (CCT): 4000K–6500K Housing: Die-cast aluminum alloy body Lifespan: Approximately 30,000 hours Beam Angle: 90°–110° Mounting: Wall/ground mount with adjustable bracket for flexible aiming Operating Temperature: -20°C to +50°C
| 4 |  | SE-L226..150W Low noise LED floodlight Power Consumption: 30W Input Voltage: AC 100–220V (~50/60Hz) Luminous Flux: Approximately 2,700–3,600 lumens Color Temperature (CCT): 4000K–6500K Housing: Die-cast aluminum alloy body Lifespan: Approximately 30,000 hours Beam Angle: 90°–110° Mounting: Wall/ground mount with adjustable bracket for flexible aiming Operating Temperature: -20°C to +50°C
| 4 |  | SE-L227..200W Low noise LED floodlight Power Consumption: 30W Input Voltage: AC 100–220V (~50/60Hz) Luminous Flux: Approximately 2,700–3,600 lumens Color Temperature (CCT): 4000K–6500K Housing: Die-cast aluminum alloy body Lifespan: Approximately 30,000 hours Beam Angle: 90°–110° Mounting: Wall/ground mount with adjustable bracket for flexible aiming Operating Temperature: -20°C to +50°C
| 2 |  | SE-L23..Low noise linear LED light
| 2 |  | SE-X331..3 line -Independent 2 red laser line -Mounting type: Wall bracket -Vertical alignment: 2 line -Power input: DC12V -Max. currency: 1A
| 4 |  | SE-L3 Low Noise Lighting with up & down lifting
| 4 |  | SE-L4 LED Lighting by fiber
| 3 |  | SE-X..Alignment Tools |  | 2 | 0 | 0 | 1
| 4 |  | SE-X1..Single part alignment tools |  |  | 0 | 0 | 0
| 4 |  | SE-X2..Standard alignment tools |  |  | 0 | 0 | 0
| 4 |  | SE-X22..2 line
-Independent 2 red laser line -Mounting type: Wall bracket -Vertical alignment: 2 line -Power input: DC12V -Max. currency: 1A
| 4 |  | SE-X23..3 line
-Independent 2 red laser line -Mounting type: Wall bracket -Vertical alignment: 2 line -Power input: DC12V -Max. currency: 1A
| 4 |  | SE-X24..4 line
-Independent 2 red laser line -Mounting type: Wall bracket -Vertical alignment: 2 line -Power input: DC12V -Max. currency: 1A
| 3 |  | SE-X3..Self-leveling alignment tools |  |  | 0 | 0 | 1
| 4 |  | SE-X32..2-plane |  |  | 0 | 0 | 0
| 4 |  | -Independent 2 red laser line -Mounting type: Wall bracket -Vertical alignment: 2 line -Power input: DC12V -Max. currency: 1A |  |  | 0 | 0 | 0
| 3 |  | SE-X33..3-plane |  |  | 0 | 0 | 1
| 4 |  | SE-X331..3 line -Independent 2 red laser line -Mounting type: Wall bracket -Vertical alignment: 2 line -Power input: DC12V -Max. currency: 1A |  |  | 0 | 0 | 0
| 3 |  | SE-X332 3-Plane Laser Alignment Tool -Dimension: H170xW150xL170mm -Mounting Type: Ceiling Mount -Self-Leveling Features: 2 Vertical Planes – Auto Self-Leveling (Ceiling mount) 1 Horizontal Plane – Auto Self-Leveling (Wall mount) -Fine Adjustment: 2 cm range manual adjustment on X, Y, Z axes for precise positioning after mounting) | M587.2661 | 3 | 0 | 0 | 1 | A2/A3/A4/A6/A8 M587.2661 | 8 | 1 | 30 | 30 | 22 | 73.33% |  |  |  | 10 |  |  |  | 0.5 | 0.8
| 4 |  | SE-X34..4-plane |  |  | 0 | 0 | 0
-Independent 2 red laser line -Mounting type: Wall bracket -Vertical alignment: 2 line -Power input: DC12V -Max. currency: 1A
| 4 |  | SE-C Connect Box |  | 2 | 0 | 0 | 0
12/26到貨 | 3 |  | M581.2524.A.A01..RF Cable 60cm | [5 empty] | 暗室AP盤-隔離箱下層介面*4 | 9028 | 4 | 2257 |  |  |  | #DIVIDE BY ZERO |  |  |  |  | 補製令 | M558.A223.60
| 4 |  | SE-P Raised Floor |  | 2 | 0 | 0 | 0
12/26到貨 | 3 |  | M581.2524.A.A01..RF Cable 60cm | [5 empty] | 暗室AP盤-隔離箱下層介面*4 | 9028 | 4 | 2257 |  |  |  | #DIVIDE BY ZERO |  |  |  |  | 補製令 | M558.A223.60
| 4 |  | SE-V CCTV System |  | 2 | 0 | 0 | 0
12/26到貨 | 3 |  | M581.2524.A.A01..RF Cable 60cm | [5 empty] | 暗室AP盤-隔離箱下層介面*4 | 9028 | 4 | 2257 |  |  |  | #DIVIDE BY ZERO |  |  |  |  | 補製令 | M558.A223.60
| 4 |  | SE-T Testing Tables |  | 2 | 0 | 0 | 0
12/26到貨 | 3 |  | M581.2524.A.A01..RF Cable 60cm | [5 empty] | 暗室AP盤-隔離箱下層介面*4 | 9028 | 4 | 2257 |  |  |  | #DIVIDE BY ZERO |  |  |  |  | 補製令 | M558.A223.60
| 4 |  | SE-E Easy type room |  | 2 | 0 | 0 | 0
| 4 |  | SE-Z Others |  | 2 | 0 | 0 | 0
| 5 | 3 | A3-Software | [6 empty] | 0 | 0 |  | 0 | 0 | #DIVIDE BY ZERO | #DIVIDE BY ZERO
| 5 | 4 | A4-upgrade | [6 empty] | 0 | 0
| 5 | 5 | A6-Military | [6 empty] | 0 | 5
|  | 1 | A621-被動元件(EMP) |  |  | 0 | 0 | 0 |  | 0 | 1 | Patrick | 185300 | 185300 | 100% | 100% | [8 empty] | 1
| 2 |  | A211..SE Shielding Enclosure Collection |  | 1 | 0 | 0 | 0 |  |  | 1 |  |  |  |  | #DIVIDE BY ZERO
| 2 |  | SE-R. Shielding Room |  | 2 | 0 | 0 | 0
| 2 |  | SE-B1 System Shielding Box |  |  | 0 | 0 | 0
|  | 1 | A622-主動元件 |  |  | 0 | 0 | 0 |  | 0 | 1 | Patrick | 185300 | 185300 | 100% | 100% | [8 empty] | 1
| 2 |  | A211..SE Shielding Enclosure Collection |  | 1 | 0 | 0 | 0 |  |  | 1 |  |  |  |  | #DIVIDE BY ZERO
| 2 |  | SE-R. Shielding Room |  | 2 | 0 | 0 | 0
| 2 |  | SE-B1 System Shielding Box |  |  | 0 | 0 | 0
| 2 |  | A211..SE Shielding Enclosure Collection |  | 1 | 0 | 0 | 0 |  |  | 1 |  |  |  |  | #DIVIDE BY ZERO
| 2 |  | SE-R. Shielding Room |  | 2 | 0 | 0 | 0
| 2 |  | SE-B1 System Shielding Box |  |  | 0 | 0 | 0
| 2 |  | A211..SE Shielding Enclosure Collection |  | 1 | 0 | 0 | 0 |  |  | 1 |  |  |  |  | #DIVIDE BY ZERO
| 2 |  | SE-R. Shielding Room |  | 2 | 0 | 0 | 0
| 2 |  | SE-B1 System Shielding Box |  |  | 0 | 0 | 0
| 2 |  | A211..SE Shielding Enclosure Collection |  | 1 | 0 | 0 | 0 |  |  | 1 |  |  |  |  | #DIVIDE BY ZERO
| 2 |  | SE-R. Shielding Room |  | 2 | 0 | 0 | 0
| 2 |  | SE-B1 System Shielding Box |  |  | 0 | 0 | 0
|  | 1 | A63-Software/Service |  |  | 0 | 0 | 0 |  | 0 | 1 | Patrick | 185300 | 185300 | 100% | 100% | [8 empty] | 1
| 2 |  | A211..SE Shielding Enclosure Collection |  | 1 | 0 | 0 | 0 |  |  | 1 |  |  |  |  | #DIVIDE BY ZERO
| 2 |  | SE-R. Shielding Room |  | 2 | 0 | 0 | 0
| 2 |  | SE-B1 System Shielding Box |  |  | 0 | 0 | 0
|  | 1 | A21..Chamber technology |  |  | 0 | 0 | 0 |  | 0 | 1 | Patrick | 185300 | 185300 | 100% | 100% | [8 empty] | 1
| 2 |  | A211..SE Shielding Enclosure Collection |  | 1 | 0 | 0 | 0 |  |  | 1 |  |  |  |  | #DIVIDE BY ZERO
| 2 |  | SE-R. Shielding Room |  | 2 | 0 | 0 | 0
| 2 |  | SE-B1 System Shielding Box |  |  | 0 | 0 | 0
|  | 1 | A67-Agent |  |  | 0 | 0 | 0 |  | 0 | 1 | Patrick | 185300 | 185300 | 100% | 100% | [8 empty] | 1
| 2 |  | A211..SE Shielding Enclosure Collection |  | 1 | 0 | 0 | 0 |  |  | 1 |  |  |  |  | #DIVIDE BY ZERO
| 2 |  | SE-R. Shielding Room |  | 2 | 0 | 0 | 0
| 2 |  | SE-B1 System Shielding Box |  |  | 0 | 0 | 0
| 5 | 6 | A7-Agency | [6 empty] | 0 | 0
|  | 6 | 代辦 | [6 empty] | 0 | 1
|  | 1 | 報價單 | [6 empty] | 0 | 1 | Patrick | 185300 | 185300 | 100% | 100% | [8 empty] | 1
|  |  | 2 | [7 empty] | 1 |  |  |  |  | #DIVIDE BY ZERO
|  |  | [P26149]_116_Shielding Box_美商定誼 | [7 empty] | 1 |  |  |  |  | #DIVIDE BY ZERO
|  |  | 3 | [7 empty] | 1 |  |  |  |  | #DIVIDE BY ZERO
[P261A5]_A355_11kW家用充電樁_文山曾小姐_岳億
[P26103]_555_隔離室搬遷_華碩
|  |  | 7 | [7 empty] | 1 |  |  |  |  | #DIVIDE BY ZERO
[P26114/P25315]_732_CST Software Upgrade_啟碁
[P26123]_A712_CMW100租賃3週(10台)_聯發科
[P26121]_732_CST 維護_亞旭
|  |  | 6 | [7 empty] | 1 |  |  |  |  | #DIVIDE BY ZERO
[P26601/P25463]_621_網路分析儀等12項VNA_陸軍通訊(通基廠)
|  |  | 1 | [7 empty] | 1 |  |  |  |  | #DIVIDE BY ZERO